## TITLE PAGE
Water Resources Planning Tables 2024 | [5 empty] | Company tables version tracker
[6 empty] | Version | Updates made | Date (DD/MM/YY)
[6 empty] | v1 | EA updates to template to correct: - minor typo in formulae table 2e, 4 FPW corrected - error in table 6, 12 FPD (formulae updated) - Updated WRZ code for ESWHRT and added WRZ code for NAVs - NAVNAV - Updated data validation in table 1 to included NAVNAV, allowing companies to better reflect these as existing transfers. | 4536600%
[6 empty] | v2 | Updates made for final plan publication. See accompanying Change Log for details. | 4562800%
Template Tables information
| Planning tables template version | v2 | All queries on the content of this workbook should be sent to:
| Version date | 2024-10-01 | water-company-plan@environment-agency.gov.uk
wrepp@cyfoethnaturiolcymru.gov.uk (Welsh areas only)
Water company information
Company: | Wessex Water
Base Year: | 2019-20 | Signed: |  | Dated: | 4562800%
Responsible Officer: | Christopher Hutton
Version: | Final Plan |  | [Digital signature is acceptable]
Key to cells |  | Workbook contents
Clear cells - indicate an input is required |  | Worksheet | Content
|  | 1.Base Year | Baseline licences and existing transfers
Yellow shaded cells - indicates a formula |  | 2.WC Level Data | Water Company level key metrics and microcomponents
|  | 3. WRZs | DYAA & DYCP Baseline Water Balance, Final Plan Water Balance and preferred options
Blue shaded cells - indicate base year data |  | 4.Options Appraisal Summary | Appraisal of all options with key cost, benefit and natural capital metrics
|  | 5. Options Benefit | Benefits of your poptions across planning period
Light orange shaded cells - indicate preceding years |  | 5a-5c. Cost Profiles | Option cost profile; Option unit cost profiles; worked example
|  | 6. Drought Plan Links | Drought plan links
Dark grey shaded cells - indicate that no data entry is required |  | 7. Adaptive Programmes | Adaptive plan information
|  | 8. Business Plan Links | Links to the Business Plan
Green shaded cells - indicates annualised not cumulative figures
Key to scenarios
Normal Year Annual Average Final Plan - NYAA
Dry Year Annual Average Baseline - DYAA
Dry Year Annual Average Final Plan - DYAA
Dry Year Critical Period Baseline - DYCP
Dry Year Critical Period Final Plan - DYCP

## 1. Base Year Licences
Back to title page
Water Company | Wessex Water | Version | READ ME
deployable output (Ml/d)
For security reasons Table 1 is redacted and not available in the version of this document published on our website.
Note on E6: Do not delete default inserted input lines. These are required to generate the autosum of all additional rows added. Additional rows which the user enters can be deleted. If additional lines are required please insert into middle of group to ensure automatic calculations pick up all data. Please ensure that you check the yellow shaded calculated cells to ensure they take account of added rows and correctly sum the totals. You can add notes in column L to provide additional explanation if desired. DO NOT DELETE DEFAULT INPUT ROWS - If unrequired leave blank. For individual licences - Please list only individual licences (i.e. not used in conjunctive use systems). For Drought Only Licences - Please only list licences where DO would confidently be impacted. Ensure licences are not double counted, licences should either be in Unused licences or Drought Only licences and not in both.

## 2. WC Level Data
Back to title page
Water Company | Wessex Water | Version
Planning Scenario | NYAA
Table 2a: WC Level Normal Year planning scenario
WRMP24 Reference | Component | Derivation | Unit | Decimal places | 2019-20 | 2020-21 | 2021-22 | 2022-23 | 2023-24 | 2024-25 | 2025-26 | 2026-27 | 2027-28 | 2028-29 | 2029-30 | 2034-35 | 2039-40 | 2044-45 | 2049-50 | 2054-55 | 2059-60 | 2064-65 | 2069-70 | 2074-75 | 2079-80 | 2084-85 | 2089-90 | 2094-95 | 2099-100 | Leave Blank
1NY | Total Household Consumption | Input | Ml/d | 2 | 181.17 | 199.8782 | 191.7081 | 183.9952 | 177.286 | 188.5688 | 187.9211 | 186.1375 | 184.5541 | 183.0232 | 181.523 | 169.2817 | 159.9245 | 156.4421 | 154.3142 | 159.2857 | 162.7252 | 164.143 | 164.1373 | 163.1059 | 161.382
2NY | Average Household - PCC | Input | l/h/d | 1 | 138.2893 | 151.8278 | 144.8755 | 138.7612 | 132.8725 | 140.829 | 140.0011 | 138.2495 | 136.6246 | 135.0848 | 133.5937 | 122.94 | 114.6447 | 110.6032 | 107.5705 | 109.4893 | 110.3167 | 109.7696 | 108.2981 | 106.1975 | 102.1506
3NY | Total Non-Household Consumption | Input | Ml/d | 2 | 79.13 | 70.6079 | 74.6282 | 77.9982 | 79.3864 | 78.77 | 77.9098 | 76.4655 | 75.0141 | 73.7524 | 72.5286 | 68.3742 | 67.9345 | 67.8657 | 67.7889 | 68.3722 | 68.8946 | 69.3041 | 69.6241 | 69.8754 | 72.5417
4NY | Total Leakage | Input | Ml/d | 2 | 67.887 | 65.053 | 63.3139 | 71.1865 | 69.7674 | 63.7923 | 63.3311 | 62.7511 | 62.0417 | 61.2223 | 60.2829 | 51.7064 | 47.3017 | 42.8871 | 38.4751 | 38.4737 | 38.473 | 38.4734 | 38.476 | 38.478 | 38.4796
5NY | Distribution input | Input | Ml/d | 2 | 335.6768 | 342.6902 | 336.9581 | 341.2396 | 333.8724 | 338.6213 | 336.6522 | 332.8442 | 329.1001 | 325.4881 | 321.8247 | 296.8525 | 282.6509 | 274.6851 | 268.0684 | 273.6219 | 277.583 | 279.4106 | 279.7276 | 278.9495 | 279.8934
Water Company | Wessex Water | Version
Planning Scenario | DYAA
Table 2b: WC Level DYAA - Microcomponents - Final planning
WRMP24 Reference | Component | Derivation | Unit | Decimal places | 2019-20 | 2020-21 | 2021-22 | 2022-23 | 2023-24 | 2024-25 | 2025-26 | 2026-27 | 2027-28 | 2028-29 | 2029-30 | 2030-31 | 2031-32 | 2032-33 | 2033-34 | 2034-35 | 2035-36 | 2036-37 | 2037-38 | 2038-39 | 2039-40 | 2040-41 | 2041-42 | 2042-43 | 2043-44 | 2044-45 | 2045-46 | 2046-47 | 2047-48 | 2048-49 | 2049-50 | 2050-51 | 2051-52 | 2052-53 | 2053-54 | 2054-55 | 2055-56 | 2056-57 | 2057-58 | 2058-59 | 2059-60 | 2060-61 | 2061-62 | 2062-63 | 2063-64 | 2064-65 | 2065-66 | 2066-67 | 2067-68 | 2068-69 | 2069-70 | 2070-71 | 2071-72 | 2072-73 | 2073-74 | 2074-75 | 2075-76 | 2076-77 | 2077-78 | 2078-79 | 2079-80 | 2080-81 | 2081-82 | 2082-83 | 2083-84 | 2084-85 | 2085-86 | 2086-87 | 2087-88 | 2088-89 | 2089-90 | 2090-91 | 2091-92 | 2092-93 | 2093-94 | 2094-95 | 2095-96 | 2096-97 | 2097-98 | 2098-99 | 2099-100 | 2100-01
11FPW | Measured Household - PCC | sum (11.1FPW:11.9FPW) | l/h/d | 1 | 126.4519 | 128.3902 | 131.8203 | 132.4015 | 132.9541 | 133.4664 | 132.4261 | 130.1427 | 128.1049 | 126.2345 | 124.4846 | 122.1433 | 119.2909 | 116.6795 | 114.2926 | 112.0742 | 109.7831 | 107.4264 | 105.1696 | 103.6146 | 102.6549 | 101.6665 | 100.6963 | 99.6921 | 98.7637 | 97.8291 | 96.9221 | 96.2195 | 95.5148 | 94.808 | 94.1 | 94.2357 | 95.1366 | 95.8934 | 96.5182 | 97.0222 | 97.4155 | 97.7074 | 97.9063 | 98.0199 | 98.0554 | 98.0192 | 97.9171 | 97.7547 | 97.5368 | 97.268 | 96.9524 | 96.5939 | 96.196 | 95.7617 | 95.2941 | 94.7958 | 94.2694 | 93.7169 | 93.1406 | 92.5422 | 91.9236 | 91.2863 | 90.6318 | 89.9614 | 87.9854
11.1FPW | Measured toilet flushing | Input | l/h/d | 1 | 26.9571 | 27.1329 | 27.742 | 27.7455 | 27.7446 | 27.7378 | 27.4126 | 26.8341 | 26.3097 | 25.8247 | 25.3701 | 24.8921 | 24.2628 | 23.6368 | 23.0604 | 22.5227 | 21.9754 | 21.4188 | 20.8867 | 20.4973 | 20.2291 | 19.9576 | 19.6911 | 19.4204 | 19.1643 | 18.9086 | 18.6599 | 18.452 | 18.2451 | 18.039 | 17.834 | 17.7819 | 17.8736 | 17.9371 | 17.9752 | 17.9901 | 17.9841 | 17.9591 | 17.9169 | 17.8592 | 17.7874 | 17.7029 | 17.6069 | 17.5006 | 17.385 | 17.261 | 17.1294 | 16.9911 | 16.8467 | 16.6968 | 16.5422 | 16.3832 | 16.2205 | 16.0544 | 15.8853 | 15.7136 | 15.5397 | 15.3638 | 15.1863 | 15.0073 | 14.6128
11.2FPW | Measured personal washing | Input | l/h/d | 1 | 51.9693 | 52.9982 | 54.9028 | 55.6345 | 56.3676 | 57.0985 | 57.1751 | 56.7091 | 56.3367 | 56.0305 | 55.7737 | 54.9977 | 53.8768 | 52.7504 | 51.7226 | 50.7706 | 49.7856 | 48.7686 | 47.7961 | 47.1407 | 46.7576 | 46.3619 | 45.9726 | 45.5685 | 45.1935 | 44.8146 | 44.4475 | 44.1732 | 43.8972 | 43.6196 | 43.3406 | 43.431 | 43.8743 | 44.2516 | 44.5683 | 44.8294 | 45.0396 | 45.203 | 45.3235 | 45.4045 | 45.4492 | 45.4607 | 45.4415 | 45.3941 | 45.3207 | 45.2235 | 45.1043 | 44.9649 | 44.8068 | 44.6314 | 44.4402 | 44.2344 | 44.015 | 43.7832 | 43.5397 | 43.2856 | 43.0216 | 42.7484 | 42.4668 | 42.1773 | 41.2748
11.3FPW | Measured clothes washing | Input | l/h/d | 1 | 11.4569 | 11.7648 | 12.0569 | 12.094 | 12.1281 | 12.157 | 12.0426 | 11.8169 | 11.618 | 11.4354 | 11.2634 | 11.079 | 10.8264 | 10.5745 | 10.3439 | 10.1278 | 9.9041 | 9.6751 | 9.4546 | 9.2977 | 9.1925 | 9.0841 | 8.978 | 8.8681 | 8.7682 | 8.668 | 8.5705 | 8.4912 | 8.4119 | 8.3325 | 8.2533 | 8.2776 | 8.3691 | 8.4481 | 8.5155 | 8.5724 | 8.6194 | 8.6575 | 8.6873 | 8.7095 | 8.7247 | 8.7333 | 8.736 | 8.7332 | 8.7253 | 8.7127 | 8.6958 | 8.6748 | 8.6501 | 8.622 | 8.5906 | 8.5563 | 8.5193 | 8.4797 | 8.4377 | 8.3935 | 8.3473 | 8.2991 | 8.2492 | 8.1975 | 8.0266
11.4FPW | Measured dish washing | Input | l/h/d | 1 | 18.1914 | 18.363 | 18.4814 | 18.187 | 17.8727 | 17.5354 | 16.9803 | 16.2654 | 15.5875 | 14.9307 | 14.2862 | 13.6248 | 13.1271 | 12.8736 | 12.6438 | 12.4299 | 12.2047 | 11.9709 | 11.7457 | 11.5978 | 11.5134 | 11.424 | 11.3368 | 11.2437 | 11.1626 | 11.0802 | 11.0004 | 10.9434 | 10.8857 | 10.8274 | 10.7685 | 10.809 | 10.9375 | 11.0498 | 11.1472 | 11.2308 | 11.3017 | 11.361 | 11.4094 | 11.448 | 11.4773 | 11.4982 | 11.5112 | 11.517 | 11.516 | 11.5088 | 11.4959 | 11.4776 | 11.4543 | 11.4265 | 11.3943 | 11.3581 | 11.3183 | 11.2749 | 11.2283 | 11.1787 | 11.1263 | 11.0712 | 11.0137 | 10.9538 | 10.7342
11.5FPW | Measured miscellaneous internal use | Input | l/h/d | 1 | 14.7186 | 14.8891 | 15.2998 | 15.3786 | 15.4554 | 15.5293 | 15.4243 | 15.1747 | 14.9529 | 14.751 | 14.5642 | 14.3616 | 14.0689 | 13.7747 | 13.5063 | 13.2577 | 13.0005 | 12.7349 | 12.481 | 12.3099 | 12.2098 | 12.1065 | 12.0048 | 11.8993 | 11.8014 | 11.7024 | 11.6066 | 11.535 | 11.4629 | 11.3904 | 11.3175 | 11.3411 | 11.4569 | 11.5554 | 11.6381 | 11.7063 | 11.7612 | 11.8039 | 11.8353 | 11.8565 | 11.8682 | 11.8712 | 11.8661 | 11.8538 | 11.8346 | 11.8092 | 11.7781 | 11.7417 | 11.7004 | 11.6546 | 11.6047 | 11.5509 | 11.4937 | 11.4331 | 11.3695 | 11.3032 | 11.2342 | 11.1629 | 11.0894 | 11.0138 | 10.7781
11.6FPW | Measured external use | Input | l/h/d | 1 | 3.1586 | 3.2423 | 3.3374 | 3.3619 | 3.3857 | 3.4085 | 3.3912 | 3.3423 | 3.3001 | 3.2622 | 3.2271 | 3.1881 | 3.129 | 3.0694 | 3.0155 | 2.9654 | 2.9128 | 2.8581 | 2.8054 | 2.7712 | 2.7524 | 2.7324 | 2.7129 | 2.6921 | 2.6738 | 2.6552 | 2.6372 | 2.6247 | 2.612 | 2.5991 | 2.5861 | 2.595 | 2.6251 | 2.6513 | 2.6739 | 2.6932 | 2.7095 | 2.723 | 2.7338 | 2.7423 | 2.7487 | 2.7529 | 2.7554 | 2.756 | 2.7551 | 2.7527 | 2.749 | 2.7439 | 2.7377 | 2.7304 | 2.7221 | 2.7128 | 2.7027 | 2.6917 | 2.68 | 2.6676 | 2.6545 | 2.6408 | 2.6265 | 2.6117 | 2.5588
11.7FPW | Measured (other: define) | Input | l/h/d | 1
11.8FPW | Measured (other: define) | Input | l/h/d | 1
11.9FPW | Measured (other: define) | Input | l/h/d | 1
12FPW | Unmeasured Household - PCC | sum (12.1FPW:12.9FPW) | l/h/d | 1 | 167.0267 | 164.6161 | 165.4916 | 165.7836 | 166.0057 | 166.2209 | 166.253 | 166.0555 | 165.7675 | 165.3857 | 164.8822 | 164.2332 | 163.4106 | 162.4454 | 161.3649 | 160.1836 | 159.036 | 158.1063 | 157.3776 | 156.8388 | 156.3996 | 156.051 | 155.9214 | 155.9194 | 156.061 | 156.2345 | 156.3975 | 156.5566 | 156.7114 | 156.8616 | 157.0064 | 157.1511 | 157.295 | 157.4324 | 157.563 | 157.7745 | 158.1602 | 158.5436 | 158.9246 | 159.3033 | 159.6796 | 160.0536 | 160.4251 | 160.7944 | 161.1613 | 161.5259 | 161.8882 | 162.2483 | 162.6061 | 162.9617 | 163.3152 | 163.6665 | 164.0157 | 164.3628 | 164.7079 | 165.0509 | 165.3919 | 165.7309 | 166.0679 | 166.403 | 164.2631
12.1FPW | Unmeasured toilet flushing | Input | l/h/d | 1 | 33.5722 | 33.0918 | 33.1379 | 33.0543 | 32.9524 | 32.8463 | 32.7027 | 32.5108 | 32.2969 | 32.0637 | 31.808 | 31.6617 | 31.4827 | 31.2773 | 31.051 | 30.8082 | 30.566 | 30.2697 | 30.0136 | 29.7944 | 29.5961 | 29.4162 | 29.2773 | 29.1634 | 29.0736 | 28.9896 | 28.9035 | 28.8165 | 28.7286 | 28.6399 | 28.5502 | 28.4516 | 28.3529 | 28.2532 | 28.1524 | 28.0662 | 28.0109 | 27.9549 | 27.8984 | 27.8413 | 27.7836 | 27.7253 | 27.6665 | 27.6072 | 27.5473 | 27.487 | 27.4262 | 27.3649 | 27.3032 | 27.2411 | 27.1785 | 27.1155 | 27.0521 | 26.9884 | 26.9243 | 26.8598 | 26.795 | 26.7298 | 26.6644 | 26.5986 | 26.139
12.2FPW | Unmeasured personal washing | Input | l/h/d | 1 | 72.1008 | 72.0665 | 73.1806 | 74.0222 | 74.8318 | 75.6407 | 76.3706 | 76.9924 | 77.5643 | 78.091 | 78.5619 | 78.5936 | 78.5421 | 78.4216 | 78.2455 | 78.0238 | 77.7994 | 77.4325 | 77.1631 | 76.9845 | 76.8565 | 76.773 | 76.7944 | 76.88 | 77.0286 | 77.1919 | 77.3493 | 77.5041 | 77.6561 | 77.8053 | 77.9512 | 78.0724 | 78.1926 | 78.3092 | 78.4219 | 78.5746 | 78.8138 | 79.0517 | 79.2883 | 79.5236 | 79.7575 | 79.9902 | 80.2217 | 80.4519 | 80.681 | 80.9088 | 81.1355 | 81.3611 | 81.5855 | 81.8088 | 82.031 | 82.2522 | 82.4724 | 82.6915 | 82.9096 | 83.1267 | 83.3428 | 83.5579 | 83.7721 | 83.9854 | 82.9489
12.3FPW | Unmeasured clothes washing | Input | l/h/d | 1 | 13.1469 | 12.6785 | 12.6413 | 12.5753 | 12.5101 | 12.4485 | 12.3758 | 12.2922 | 12.211 | 12.1274 | 12.0372 | 11.9911 | 11.9364 | 11.8753 | 11.8092 | 11.737 | 11.6642 | 11.5723 | 11.4952 | 11.4331 | 11.3767 | 11.3266 | 11.2939 | 11.2694 | 11.2605 | 11.2544 | 11.2479 | 11.2414 | 11.2349 | 11.2284 | 11.2216 | 11.2509 | 11.2803 | 11.3093 | 11.338 | 11.3727 | 11.42 | 11.4673 | 11.5144 | 11.5615 | 11.6085 | 11.6554 | 11.7021 | 11.7486 | 11.7951 | 11.8413 | 11.8874 | 11.9332 | 11.9789 | 12.0245 | 12.0698 | 12.1149 | 12.1598 | 12.2045 | 12.249 | 12.2933 | 12.3373 | 12.3812 | 12.4248 | 12.4683 | 12.3259
12.4FPW | Unmeasured dish washing | Input | l/h/d | 1 | 21.9468 | 20.8384 | 20.4399 | 19.9853 | 19.5231 | 19.0574 | 18.5657 | 18.0492 | 17.5279 | 16.9948 | 16.4444 | 15.9447 | 15.4225 | 14.8814 | 14.3239 | 13.7488 | 13.2114 | 13.1542 | 13.1132 | 13.0891 | 13.0712 | 13.0603 | 13.0693 | 13.0879 | 13.1246 | 13.1647 | 13.2046 | 13.2447 | 13.2849 | 13.3251 | 13.3653 | 13.4112 | 13.4573 | 13.5031 | 13.5485 | 13.6011 | 13.6689 | 13.7368 | 13.8047 | 13.8725 | 13.9404 | 14.0082 | 14.0759 | 14.1436 | 14.2112 | 14.2786 | 14.346 | 14.4133 | 14.4804 | 14.5474 | 14.6143 | 14.681 | 14.7476 | 14.814 | 14.8803 | 14.9465 | 15.0124 | 15.0783 | 15.1439 | 15.2094 | 15.0482
12.5FPW | Unmeasured miscellaneous internal use | Input | l/h/d | 1 | 21.8538 | 21.6493 | 21.7884 | 21.8427 | 21.8847 | 21.9239 | 21.9377 | 21.9186 | 21.8838 | 21.835 | 21.7696 | 21.7784 | 21.7642 | 21.7308 | 21.682 | 21.6205 | 21.5583 | 21.4567 | 21.382 | 21.3325 | 21.2971 | 21.2739 | 21.2799 | 21.3036 | 21.3447 | 21.39 | 21.4336 | 21.4765 | 21.5186 | 21.56 | 21.6004 | 21.634 | 21.6673 | 21.6996 | 21.7309 | 21.7732 | 21.8395 | 21.9054 | 21.9709 | 22.0361 | 22.101 | 22.1654 | 22.2296 | 22.2934 | 22.3568 | 22.42 | 22.4828 | 22.5453 | 22.6075 | 22.6694 | 22.7309 | 22.7922 | 22.8532 | 22.914 | 22.9744 | 23.0345 | 23.0944 | 23.1541 | 23.2134 | 23.2725 | 22.9853
12.6FPW | Unmeasured external use | Input | l/h/d | 1 | 4.4062 | 4.2917 | 4.3035 | 4.3038 | 4.3036 | 4.3042 | 4.3005 | 4.2922 | 4.2837 | 4.2737 | 4.2611 | 4.2637 | 4.2628 | 4.2591 | 4.2534 | 4.2452 | 4.2367 | 4.2209 | 4.2104 | 4.2051 | 4.202 | 4.2012 | 4.2066 | 4.2152 | 4.229 | 4.2439 | 4.2587 | 4.2734 | 4.2882 | 4.303 | 4.3177 | 4.3311 | 4.3446 | 4.358 | 4.3712 | 4.3867 | 4.4071 | 4.4275 | 4.4479 | 4.4683 | 4.4887 | 4.509 | 4.5293 | 4.5496 | 4.5699 | 4.5901 | 4.6103 | 4.6305 | 4.6506 | 4.6706 | 4.6907 | 4.7106 | 4.7306 | 4.7505 | 4.7703 | 4.7901 | 4.8099 | 4.8296 | 4.8493 | 4.8689 | 4.8159
12.7FPW | Unmeasured (other: define) | Input | l/h/d | 1
12.8FPW | Unmeasured (other: define) | Input | l/h/d | 1
12.9FPW | Unmeasured (other: define) | Input | l/h/d | 1
Table 2c: WC Level DYAA - Meter Installations (including meter upgrades) - Final Planning
WRMP24 Reference | Component | Derivation | Unit | Decimal places | 2019-20 | 2020-21 | 2021-22 | 2022-23 | 2023-24 | 2024-25 | 2025-26 | 2026-27 | 2027-28 | 2028-29 | 2029-30 | 2030-31 | 2031-32 | 2032-33 | 2033-34 | 2034-35 | 2035-36 | 2036-37 | 2037-38 | 2038-39 | 2039-40 | 2040-41 | 2041-42 | 2042-43 | 2043-44 | 2044-45 | 2045-46 | 2046-47 | 2047-48 | 2048-49 | 2049-50 | 2050-51 | 2051-52 | 2052-53 | 2053-54 | 2054-55 | 2055-56 | 2056-57 | 2057-58 | 2058-59 | 2059-60 | 2060-61 | 2061-62 | 2062-63 | 2063-64 | 2064-65 | 2065-66 | 2066-67 | 2067-68 | 2068-69 | 2069-70 | 2070-71 | 2071-72 | 2072-73 | 2073-74 | 2074-75 | 2075-76 | 2076-77 | 2077-78 | 2078-79 | 2079-80 | 2080-81 | 2081-82 | 2082-83 | 2083-84 | 2084-85 | 2085-86 | 2086-87 | 2087-88 | 2088-89 | 2089-90 | 2090-91 | 2091-92 | 2092-93 | 2093-94 | 2094-95 | 2095-96 | 2096-97 | 2097-98 | 2098-99 | 2099-100 | 2100-01
0FPM | Total Household Smart Meters (cumulative including existing) | Input | 000's | 0 | 0 | 0 | 0 | 0 | 0 | 0 | 48.2202 | 96.4045 | 144.6523 | 192.5277 | 240.0255 | 312.0076 | 383.9805 | 455.7439 | 527.3637 | 596.4226 | 600.067 | 603.6857 | 607.1748 | 610.5941 | 613.9798 | 617.3025 | 620.6848 | 623.9436 | 627.514 | 631.0943 | 634.6946 | 638.295 | 641.8953 | 645.4956 | 649.096 | 652.6963 | 656.2967 | 659.897 | 663.4973 | 667.0977 | 670.698 | 674.2984 | 677.8987 | 681.499 | 685.0994 | 688.6997 | 692.3 | 695.9004 | 699.5007 | 703.1011 | 706.7014 | 710.3017 | 713.9021 | 717.5024 | 721.1028 | 724.7031 | 728.3034 | 731.9038 | 735.5041 | 739.1044 | 742.7048 | 746.3051 | 749.9055 | 753.5058 | 757.1061
1FPM | Total household meter installations | sum(1.1FPM:1.32FPM) | 000's | 0 | 0 | 4.32 | 10.309 | 7.405 | 7.2287 | 6.5813 | 47.9458 | 48.0344 | 48.1528 | 47.7784 | 47.3998 | 71.9021 | 71.7289 | 71.5864 | 71.4608 | 68.8998 | 3.5645 | 3.5387 | 3.4091 | 3.3843 | 3.2707 | 3.1577 | 3.3673 | 3.2438 | 3.5703 | 3.5803 | 3.6003 | 3.6003 | 3.6003 | 3.6003 | 3.6003 | 3.6003 | 3.6003 | 3.6003 | 3.6003 | 3.6003 | 3.6003 | 3.6003 | 3.6003 | 3.6003 | 3.6003 | 3.6003 | 3.6003 | 3.6003 | 3.6003 | 3.6003 | 3.6003 | 3.6003 | 3.6003 | 3.6003 | 3.6003 | 3.6003 | 3.6003 | 3.6003 | 3.6003 | 3.6003 | 3.6003 | 3.6003 | 3.6003 | 3.6003 | 3.6003
1.1FPM | Basic (non-automated) meter installations (household) | Input | 000's | 0 |  | 4.32 | 10.309 | 7.405 | 7.2287 | 6.5813 | 0 | 0 | 0 | 0 | 0 | 0 | 0 | 0 | 0 | 0 | 0 | 0 | 0 | 0 | 0 | 0 | 0 | 0 | 0 | 0 | 0 | 0 | 0 | 0 | 0 | 0 | 0 | 0 | 0 | 0 | 0 | 0 | 0 | 0 | 0 | 0 | 0 | 0 | 0 | 0 | 0 | 0 | 0 | 0 | 0 | 0 | 0 | 0 | 0 | 0 | 0 | 0 | 0 | 0 | 0
1.21FPM | Automated Meter Reading (AMR) - new installations (household) | Input | 000's | 0 |  | 0 | 0 | 0 | 0 | 0 | 0 | 0 | 0 | 0 | 0 | 0 | 0 | 0 | 0 | 0 | 0 | 0 | 0 | 0 | 0 | 0 | 0 | 0 | 0 | 0 | 0 | 0 | 0 | 0 | 0 | 0 | 0 | 0 | 0 | 0 | 0 | 0 | 0 | 0 | 0 | 0 | 0 | 0 | 0 | 0 | 0 | 0 | 0 | 0 | 0 | 0 | 0 | 0 | 0 | 0 | 0 | 0 | 0 | 0 | 0
1.22FPM | Automated Meter Reading (AMR) - upgrades from basic meters (household | Input | 000's | 0 |  | 0 | 0 | 0 | 0 | 0 | 0 | 0 | 0 | 0 | 0 | 0 | 0 | 0 | 0 | 0 | 0 | 0 | 0 | 0 | 0 | 0 | 0 | 0 | 0 | 0 | 0 | 0 | 0 | 0 | 0 | 0 | 0 | 0 | 0 | 0 | 0 | 0 | 0 | 0 | 0 | 0 | 0 | 0 | 0 | 0 | 0 | 0 | 0 | 0 | 0 | 0 | 0 | 0 | 0 | 0 | 0 | 0 | 0 | 0 | 0
1.31FPM | Advanced Metering Infrastructure (AMI) - new installations (household) | Input | 000's | 0 |  | 0 | 0 | 0 | 0 | 0 | 14.2458 | 14.3344 | 14.4528 | 14.0784 | 13.6998 | 18.2021 | 18.0289 | 17.8864 | 17.7608 | 14.9049 | 3.5645 | 3.5387 | 3.4091 | 3.3843 | 3.2707 | 3.1577 | 3.3673 | 3.2438 | 3.5703 | 3.5803 | 3.6003 | 3.6003 | 3.6003 | 3.6003 | 3.6003 | 3.6003 | 3.6003 | 3.6003 | 3.6003 | 3.6003 | 3.6003 | 3.6003 | 3.6003 | 3.6003 | 3.6003 | 3.6003 | 3.6003 | 3.6003 | 3.6003 | 3.6003 | 3.6003 | 3.6003 | 3.6003 | 3.6003 | 3.6003 | 3.6003 | 3.6003 | 3.6003 | 3.6003 | 3.6003 | 3.6003 | 3.6003 | 3.6003 | 3.6003 | 3.6003
1.32FPM | Automated Meter Infrastructure (AMI) - upgrades from basic or AMR meters (household) | Input | 000's | 0 |  | 0 | 0 | 0 | 0 | 0 | 33.7 | 33.7 | 33.7 | 33.7 | 33.7 | 53.7 | 53.7 | 53.7 | 53.7 | 53.9949 | 0 | 0 | 0 | 0 | 0 | 0 | 0 | 0 | 0 | 0 | 0 | 0 | 0 | 0 | 0 | 0 | 0 | 0 | 0 | 0 | 0 | 0 | 0 | 0 | 0 | 0 | 0 | 0 | 0 | 0 | 0 | 0 | 0 | 0 | 0 | 0 | 0 | 0 | 0 | 0 | 0 | 0 | 0 | 0 | 0
2FPM | Total non-household meter installations | Input | 000's | 0 |  | 0 | 0.15048 | 0.14329 | 0.13644 | 0.12992 | 3.3585 | 3.3495 | 3.3408 | 3.3326 | 3.3248 | 5.312 | 5.312 | 5.312 | 5.312 | 5.312 | 0 | 0 | 0 | 0 | 0 | 0 | 0 | 0 | 0 | 0 | 0 | 0 | 0 | 0 | 0 | 0 | 0 | 0 | 0 | 0 | 0 | 0 | 0 | 0 | 0 | 0 | 0 | 0 | 0 | 0 | 0 | 0 | 0 | 0 | 0 | 0 | 0 | 0 | 0 | 0 | 0 | 0 | 0 | 0 | 0
2.1FPM | Basic (non-automated) meter installations (non-household) | Input | 000's | 0 |  |  | 0.15048 | 0.14329 | 0.13644 | 0.12992 | 0 | 0 | 0 | 0 | 0 | 0 | 0 | 0 | 0 | 0 | 0 | 0 | 0 | 0 | 0 | 0 | 0 | 0 | 0 | 0 | 0 | 0 | 0 | 0 | 0 | 0 | 0 | 0 | 0 | 0 | 0 | 0 | 0 | 0 | 0 | 0 | 0 | 0 | 0 | 0 | 0 | 0 | 0 | 0 | 0 | 0 | 0 | 0 | 0 | 0 | 0 | 0 | 0 | 0 | 0
2.2FPM | Automated Meter Reading (AMR) - installations (non-household) | Input | 000's | 0 |  | 0 | 0 | 0 | 0 | 0 | 0 | 0 | 0 | 0 | 0 | 0 | 0 | 0 | 0 | 0 | 0 | 0 | 0 | 0 | 0 | 0 | 0 | 0 | 0 | 0 | 0 | 0 | 0 | 0 | 0 | 0 | 0 | 0 | 0 | 0 | 0 | 0 | 0 | 0 | 0 | 0 | 0 | 0 | 0 | 0 | 0 | 0 | 0 | 0 | 0 | 0 | 0 | 0 | 0 | 0 | 0 | 0 | 0 | 0 | 0
2.3FPM | Automated Meter Infrastructure (AMI) - installations (non-household) | Input | 000's | 0 |  | 0 | 0 | 0 | 0 | 0 | 3.3585 | 3.3495 | 3.3408 | 3.3326 | 3.3248 | 5.312 | 5.312 | 5.312 | 5.312 | 5.312 | 0 | 0 | 0 | 0 | 0 | 0 | 0 | 0 | 0 | 0 | 0 | 0 | 0 | 0 | 0 | 0 | 0 | 0 | 0 | 0 | 0 | 0 | 0 | 0 | 0 | 0 | 0 | 0 | 0 | 0 | 0 | 0 | 0 | 0 | 0 | 0 | 0 | 0 | 0 | 0 | 0 | 0 | 0 | 0 | 0
Table 2d: WC Level DYAA - Key Components - Baseline
WRMP24 Reference | Component | Derivation | Unit | Decimal places | 2019-20 | 2020-21 | 2021-22 | 2022-23 | 2023-24 | 2024-25 | 2025-26 | 2026-27 | 2027-28 | 2028-29 | 2029-30 | 2030-31 | 2031-32 | 2032-33 | 2033-34 | 2034-35 | 2035-36 | 2036-37 | 2037-38 | 2038-39 | 2039-40 | 2040-41 | 2041-42 | 2042-43 | 2043-44 | 2044-45 | 2045-46 | 2046-47 | 2047-48 | 2048-49 | 2049-50 | 2050-51 | 2051-52 | 2052-53 | 2053-54 | 2054-55 | 2055-56 | 2056-57 | 2057-58 | 2058-59 | 2059-60 | 2060-61 | 2061-62 | 2062-63 | 2063-64 | 2064-65 | 2065-66 | 2066-67 | 2067-68 | 2068-69 | 2069-70 | 2070-71 | 2071-72 | 2072-73 | 2073-74 | 2074-75 | 2075-76 | 2076-77 | 2077-78 | 2078-79 | 2079-80 | 2080-81 | 2081-82 | 2082-83 | 2083-84 | 2084-85 | 2085-86 | 2086-87 | 2087-88 | 2088-89 | 2089-90 | 2090-91 | 2091-92 | 2092-93 | 2093-94 | 2094-95 | 2095-96 | 2096-97 | 2097-98 | 2098-99 | 2099-100 | 2100-01
1BLW | Outage Allowance | Sum (all WRZ 9BL) | Ml/d | 2 | 17.78 | 17.78 | 17.78 | 17.78 | 17.78 | 17.78 | 17.78 | 17.78 | 17.78 | 17.78 | 17.78 | 17.78 | 17.78 | 17.78 | 17.78 | 17.78 | 17.78 | 17.78 | 17.78 | 17.78 | 17.78 | 17.78 | 17.78 | 17.78 | 17.78 | 17.78 | 17.78 | 17.78 | 17.78 | 17.78 | 17.78 | 17.78 | 17.78 | 17.78 | 17.78 | 17.78 | 17.78 | 17.78 | 17.78 | 17.78 | 17.78 | 17.78 | 17.78 | 17.78 | 17.78 | 17.78 | 17.78 | 17.78 | 17.78 | 17.78 | 17.78 | 17.78 | 17.78 | 17.78 | 17.78 | 17.78 | 17.78 | 17.78 | 17.78 | 17.78 | 17.78
2BLW | Average Household - PCC | ((Sum (all WRZ 14BL: 15BL) - Sum (all WRZ 25BL:26BL))*1,000,000)/((Sum (all WRZ 39BL: 40BL))*1,000) | l/h/d | 1 | 141.8871 | 141.9348 | 143.8314 | 143.8296 | 143.8138 | 143.8386 | 143.9609 | 144.098 | 144.3043 | 144.5233 | 144.7179 | 144.9046 | 145.0991 | 145.3003 | 145.5089 | 145.6891 | 145.8293 | 145.9688 | 146.079 | 146.1826 | 146.2342 | 146.2587 | 146.2842 | 146.2753 | 146.3431 | 146.4062 | 146.4827 | 146.7094 | 146.9331 | 147.1536 | 147.3701 | 147.5834 | 147.7934 | 148.0003 | 148.204 | 148.4258 | 148.6878 | 148.9471 | 149.2036 | 149.4573 | 149.7083 | 149.9566 | 150.2022 | 150.445 | 150.6852 | 150.9228 | 151.1577 | 151.3901 | 151.6198 | 151.8471 | 152.0718 | 152.294 | 152.5137 | 152.731 | 152.9459 | 153.1584 | 153.3686 | 153.5764 | 153.7819 | 153.9851 | 151.9051
3BLW | Household metering penetration incl. voids | Sum (all WRZ 34BL) / (Sum (all WRZ 34BL) + Sum (all WRZ 34.7BL: 35.1BL)) | % | 1 | 65.87% | 67.96% | 69.55% | 70.97% | 72.27% | 73.35% | 73.83% | 74.28% | 74.72% | 75.13% | 75.49% | 75.83% | 76.15% | 76.45% | 76.73% | 76.99% | 77.23% | 77.45% | 77.67% | 77.87% | 78.05% | 78.23% | 78.4% | 78.56% | 78.73% | 78.88% | 79.04% | 79.19% | 79.33% | 79.47% | 79.61% | 79.74% | 79.87% | 79.99% | 80.11% | 80.23% | 80.35% | 80.46% | 80.57% | 80.68% | 80.79% | 80.89% | 80.99% | 81.1% | 81.2% | 81.29% | 81.39% | 81.48% | 81.58% | 81.67% | 81.76% | 81.85% | 81.94% | 82.03% | 82.11% | 82.2% | 82.28% | 82.37% | 82.45% | 82.53% | 82.61%
4BLW | Total non-household consumption | Sum (all WRZ 12BL:13BL) - Sum (all WRZ 23BL:24BL) | Ml/d | 2 | 83.1189 | 73.9871 | 78.6354 | 81.6826 | 81.5184 | 81.3064 | 81.0208 | 80.7153 | 80.3646 | 80.1734 | 79.9869 | 79.8559 | 79.6889 | 79.4268 | 79.2628 | 79.1404 | 79.077 | 79.0058 | 79.0108 | 79.098 | 79.1014 | 79.1173 | 79.1057 | 79.0879 | 79.0759 | 79.0658 | 79.0552 | 79.0452 | 79.0353 | 79.0248 | 79.0149 | 79.005 | 78.9952 | 78.9855 | 78.9758 | 78.9667 | 78.9571 | 78.9476 | 78.9387 | 78.9292 | 78.9204 | 78.9112 | 78.9025 | 78.8933 | 78.8848 | 78.8763 | 78.8679 | 78.8596 | 78.8514 | 78.8432 | 78.8351 | 78.827 | 78.8191 | 78.8118 | 78.804 | 78.7963 | 78.7891 | 78.7816 | 78.7746 | 78.7678 | 78.7605
5BLW | Total Leakage | Sum (all WRZ 29BL) | Ml/d | 2 | 67.887 | 65.053 | 63.3139 | 71.1865 | 63.4805 | 63.7923 | 63.7895 | 63.7879 | 63.7869 | 63.7859 | 63.7849 | 63.7841 | 63.7816 | 63.7797 | 63.7781 | 63.7764 | 63.7756 | 63.7748 | 63.774 | 63.7736 | 63.7724 | 63.7707 | 63.7705 | 63.7704 | 63.7702 | 63.77 | 63.7698 | 63.7696 | 63.7694 | 63.7692 | 63.7692 | 63.7692 | 63.7692 | 63.7692 | 63.7692 | 63.7692 | 63.7692 | 63.7692 | 63.7692 | 63.7692 | 63.7692 | 63.7692 | 63.7692 | 63.7692 | 63.7692 | 63.7692 | 63.7692 | 63.7692 | 63.7692 | 63.7692 | 63.7692 | 63.7692 | 63.7692 | 63.7692 | 63.7692 | 63.7692 | 63.7692 | 63.7692 | 63.7692 | 63.7692 | 63.7692
6BLW | Distribution input | Sum (all WRZ 45BL) | Ml/d | 2 | 344.4862 | 333.4912 | 339.9556 | 351.8368 | 344.6698 | 345.294 | 345.6433 | 346.1118 | 346.6764 | 347.3673 | 348.0067 | 348.6653 | 349.2972 | 349.8362 | 350.4816 | 351.1196 | 351.7862 | 352.4334 | 353.1074 | 353.852 | 354.4612 | 355.0377 | 355.6454 | 356.1979 | 356.8594 | 357.5162 | 358.2011 | 359.1009 | 359.9981 | 360.8921 | 361.7892 | 362.6836 | 363.5751 | 364.4637 | 365.3493 | 366.2636 | 367.2379 | 368.2104 | 369.1815 | 370.1501 | 371.1173 | 372.082 | 373.0454 | 374.0063 | 374.9657 | 375.9233 | 376.8789 | 377.8326 | 378.7843 | 379.7342 | 380.6821 | 381.6282 | 382.5723 | 383.5152 | 384.4556 | 385.3942 | 386.3315 | 387.2664 | 388.2001 | 389.1319 | 390.1129
7BLW | Target Headroom | Sum (all WRZ 48BL) | Ml/d | 2 | 14.41 | 13.9515 | 14.2205 | 14.4166 | 14.4171 | 14.4432 | 14.4579 | 14.4775 | 14.5011 | 14.53 | 14.5567 | 14.5843 | 14.6107 | 14.6332 | 14.6602 | 14.6869 | 14.7148 | 14.7419 | 14.7701 | 14.8012 | 14.8267 | 14.8508 | 14.8762 | 14.8993 | 14.927 | 14.9545 | 14.9831 | 15.0208 | 15.0583 | 15.0957 | 15.1332 | 15.1706 | 15.2079 | 15.2451 | 15.2821 | 15.3204 | 15.3611 | 15.4018 | 15.4424 | 15.4829 | 15.5234 | 15.5638 | 15.6041 | 15.6442 | 15.6844 | 15.7244 | 15.7644 | 15.8043 | 15.8441 | 15.8838 | 15.9235 | 15.9631 | 16.0026 | 16.042 | 16.0813 | 16.1206 | 16.1598 | 16.1989 | 16.238 | 16.2769 | 16.318
8BLW | Water Available For Use (own sources) | Sum (all WRZ 10BL) | Ml/d | 2 | 371.393 | 371.281 | 371.231 | 371.181 | 371.131 | 371.081 | 371.031 | 370.981 | 370.931 | 370.881 | 370.831 | 363.781 | 363.731 | 363.671 | 363.621 | 363.571 | 316.8283 | 316.7783 | 316.7283 | 316.6783 | 316.6283 | 314.8709 | 314.8209 | 311.9886 | 311.9386 | 311.8786 | 311.8286 | 311.7786 | 311.7286 | 311.6786 | 311.6286 | 309.6276 | 309.5776 | 309.5276 | 309.4776 | 309.4276 | 309.3776 | 309.3176 | 309.2676 | 309.2176 | 309.1676 | 309.1176 | 309.0676 | 309.0176 | 308.9676 | 308.9176 | 308.8676 | 308.8176 | 308.7676 | 308.7076 | 308.6576 | 308.6076 | 308.5576 | 308.5076 | 308.4576 | 308.4076 | 308.3576 | 308.3076 | 308.2576 | 308.2076 | 308.1576
9BLW | Total Water Available For Use | Sum (all WRZ 11BL) | Ml/d | 2 | 384.219 | 384.107 | 384.057 | 383.8923 | 383.5082 | 382.9018 | 375.3589 | 374.9695 | 374.6755 | 374.3945 | 374.1266 | 366.8681 | 366.6614 | 366.4903 | 366.3365 | 366.1828 | 317.0868 | 316.9591 | 316.8312 | 316.7202 | 316.6102 | 314.7736 | 314.702 | 311.8484 | 311.7765 | 311.7023 | 311.6407 | 311.5789 | 311.5171 | 311.4553 | 311.4003 | 309.3938 | 309.3382 | 309.2827 | 309.2271 | 309.1716 | 309.116 | 309.0505 | 308.9949 | 308.9393 | 308.8838 | 308.8282 | 308.7726 | 308.717 | 308.6615 | 308.6059 | 308.5503 | 308.4948 | 308.4392 | 308.3736 | 308.3181 | 308.2625 | 308.2069 | 308.1514 | 308.0958 | 308.0403 | 307.9847 | 307.9292 | 307.8737 | 307.8181 | 307.7626
10BLW | Supply Demand Balance | Sum (all WRZ 50BL) | Ml/d | 2 | 25.3229 | 36.6643 | 29.881 | 17.6388 | 24.4212 | 23.1646 | 15.2577 | 14.3802 | 13.498 | 12.4972 | 11.5631 | 3.6185 | 2.7535 | 2.0209 | 1.1946 | 0.37625 | -49.4142 | -50.2162 | -51.0463 | -51.9331 | -52.6777 | -55.115 | -55.8195 | -59.2488 | -60.0099 | -60.7684 | -61.5435 | -62.5427 | -63.5393 | -64.5325 | -65.5222 | -68.4604 | -69.4447 | -70.4261 | -71.4043 | -72.4124 | -73.483 | -74.5617 | -75.629 | -76.6937 | -77.7569 | -78.8176 | -79.8768 | -80.9335 | -81.9886 | -83.0418 | -84.093 | -85.1421 | -86.1892 | -87.2444 | -88.2875 | -89.3287 | -90.368 | -91.4058 | -92.4411 | -93.4745 | -94.5066 | -95.5361 | -96.5644 | -97.5907 | -98.6683
Table 2e: WC Level DYAA - Key Components - Final planning
WRMP24 Reference | Component | Derivation | Unit | Decimal places | 2019-20 | 2020-21 | 2021-22 | 2022-23 | 2023-24 | 2024-25 | 2025-26 | 2026-27 | 2027-28 | 2028-29 | 2029-30 | 2030-31 | 2031-32 | 2032-33 | 2033-34 | 2034-35 | 2035-36 | 2036-37 | 2037-38 | 2038-39 | 2039-40 | 2040-41 | 2041-42 | 2042-43 | 2043-44 | 2044-45 | 2045-46 | 2046-47 | 2047-48 | 2048-49 | 2049-50 | 2050-51 | 2051-52 | 2052-53 | 2053-54 | 2054-55 | 2055-56 | 2056-57 | 2057-58 | 2058-59 | 2059-60 | 2060-61 | 2061-62 | 2062-63 | 2063-64 | 2064-65 | 2065-66 | 2066-67 | 2067-68 | 2068-69 | 2069-70 | 2070-71 | 2071-72 | 2072-73 | 2073-74 | 2074-75 | 2075-76 | 2076-77 | 2077-78 | 2078-79 | 2079-80 | 2080-81 | 2081-82 | 2082-83 | 2083-84 | 2084-85 | 2085-86 | 2086-87 | 2087-88 | 2088-89 | 2089-90 | 2090-91 | 2091-92 | 2092-93 | 2093-94 | 2094-95 | 2095-96 | 2096-97 | 2097-98 | 2098-99 | 2099-100 | 2100-01
1FPW | Outage Allowance | Sum (all WRZ 9FP) | Ml/d | 2 | 17.78 | 17.78 | 17.78 | 17.78 | 17.78 | 17.78 | 17.78 | 17.78 | 17.78 | 17.78 | 17.78 | 17.78 | 17.78 | 17.78 | 17.78 | 17.78 | 17.78 | 17.78 | 17.78 | 17.78 | 17.78 | 17.78 | 17.78 | 17.78 | 17.78 | 17.78 | 17.78 | 17.78 | 17.78 | 17.78 | 17.78 | 17.78 | 17.78 | 17.78 | 17.78 | 17.78 | 17.78 | 17.78 | 17.78 | 17.78 | 17.78 | 17.78 | 17.78 | 17.78 | 17.78 | 17.78 | 17.78 | 17.78 | 17.78 | 17.78 | 17.78 | 17.78 | 17.78 | 17.78 | 17.78 | 17.78 | 17.78 | 17.78 | 17.78 | 17.78 | 17.78
2FPW | Average Household - PCC | ((Sum (all WRZ 14FP: 15FP) - Sum (all WRZ 25FP:26FP))*1,000,000)/((Sum (all WRZ 39FP: 40FP))*1,000) | l/h/d | 1 | 141.8871 | 141.9348 | 143.8314 | 143.8296 | 143.8138 | 143.8386 | 142.9845 | 141.1927 | 139.529 | 137.9523 | 136.4254 | 134.4392 | 132.0354 | 129.7571 | 127.604 | 125.5459 | 123.4467 | 121.3604 | 119.403 | 118.0077 | 117.0775 | 116.1552 | 115.301 | 114.4586 | 113.7024 | 112.9494 | 112.2128 | 111.6267 | 111.038 | 110.4464 | 109.8519 | 109.891 | 110.5081 | 111.0194 | 111.4332 | 111.7784 | 112.0844 | 112.3143 | 112.4743 | 112.5696 | 112.6055 | 112.5863 | 112.5164 | 112.3997 | 112.2396 | 112.0396 | 111.8026 | 111.5314 | 111.2285 | 110.8963 | 110.537 | 110.1524 | 109.7445 | 109.315 | 108.8653 | 108.3969 | 107.9111 | 107.4091 | 106.892 | 106.3608 | 104.2731
3FPW | Household metering penetration incl. voids | Sum (all WRZ 34FP) / (Sum (all WRZ 34FP) + Sum (all WRZ 34.7FP: 35.1FP)) | % | 1 | 65.87% | 67.96% | 69.55% | 70.97% | 72.27% | 73.35% | 73.74% | 74.12% | 74.5% | 74.84% | 75.16% | 75.46% | 75.74% | 76.01% | 76.26% | 76.5% | 76.72% | 76.93% | 77.13% | 77.32% | 77.49% | 77.66% | 77.83% | 77.98% | 78.14% | 78.3% | 78.45% | 78.6% | 78.74% | 78.88% | 79.02% | 79.15% | 79.28% | 79.41% | 79.53% | 79.66% | 79.77% | 79.89% | 80.01% | 80.12% | 80.23% | 80.34% | 80.45% | 80.55% | 80.65% | 80.76% | 80.86% | 80.96% | 81.06% | 81.15% | 81.25% | 81.34% | 81.43% | 81.53% | 81.62% | 81.71% | 81.8% | 81.88% | 81.97% | 82.06% | 82.14%
4FPW | Total non-household consumption | Sum (all WRZ 12FP:13FP) - Sum (all WRZ 23FP:24FP) | Ml/d | 2 | 83.1189 | 73.9871 | 78.6354 | 81.6826 | 81.5184 | 81.3064 | 80.4185 | 78.9277 | 77.4295 | 76.1272 | 74.864 | 73.8851 | 73.0772 | 72.1687 | 71.3536 | 70.5759 | 70.1705 | 70.0763 | 70.0623 | 70.1318 | 70.122 | 70.1304 | 70.1118 | 70.0874 | 70.0681 | 70.051 | 70.0341 | 70.0184 | 70.003 | 69.9872 | 69.9717 | 70.0379 | 70.1817 | 70.3183 | 70.4489 | 70.5738 | 70.6919 | 70.8048 | 70.9129 | 71.0149 | 71.113 | 71.206 | 71.295 | 71.379 | 71.4594 | 71.5357 | 71.6083 | 71.6775 | 71.7434 | 71.8062 | 71.866 | 71.9229 | 71.9772 | 72.0294 | 72.0786 | 72.1254 | 72.1705 | 72.2129 | 72.2538 | 72.2928 | 74.8775
5FPW | Total Leakage | Sum (all WRZ 29FP) | Ml/d | 2 | 67.887 | 65.053 | 63.3139 | 71.1865 | 63.4805 | 63.7923 | 63.3311 | 62.7511 | 62.0417 | 61.2223 | 60.2829 | 58.5685 | 56.8524 | 55.1369 | 53.4217 | 51.7064 | 50.8236 | 49.9408 | 49.058 | 48.1802 | 47.3017 | 46.4174 | 45.5348 | 44.6523 | 43.7697 | 42.8871 | 42.0049 | 41.1223 | 40.2397 | 39.3571 | 38.4751 | 38.4747 | 38.4744 | 38.4744 | 38.4741 | 38.4737 | 38.4738 | 38.4735 | 38.4732 | 38.4733 | 38.473 | 38.4728 | 38.4725 | 38.4727 | 38.4729 | 38.4734 | 38.474 | 38.4745 | 38.475 | 38.4755 | 38.476 | 38.4764 | 38.4769 | 38.4773 | 38.4776 | 38.478 | 38.4784 | 38.4787 | 38.479 | 38.4793 | 38.4796
6FPW | Distribution input | Sum (all WRZ 45FP) | Ml/d | 2 | 344.4862 | 333.4912 | 339.9556 | 351.8368 | 344.6698 | 345.294 | 343.272 | 339.3757 | 335.5456 | 331.8547 | 328.1143 | 323.22 | 317.9091 | 312.6441 | 307.6252 | 302.749 | 299.0256 | 295.606 | 292.4224 | 290.0928 | 288.3387 | 286.5958 | 284.9599 | 283.3276 | 281.8116 | 280.2956 | 278.8048 | 277.5229 | 276.2326 | 274.9332 | 273.6307 | 274.1979 | 275.6771 | 277.0014 | 278.1819 | 279.2604 | 280.278 | 281.1813 | 281.9789 | 282.6773 | 283.2842 | 283.805 | 284.2465 | 284.613 | 284.9106 | 285.1432 | 285.3152 | 285.4303 | 285.4922 | 285.5042 | 285.4693 | 285.3904 | 285.27 | 285.1112 | 284.915 | 284.6841 | 284.4208 | 284.1258 | 283.8019 | 283.45 | 285.6892
7FPW | Target Headroom | Sum (all WRZ 48FP) | Ml/d | 2 | 14.41 | 13.9515 | 14.2205 | 14.4166 | 14.4171 | 14.4432 | 14.4579 | 14.4775 | 14.5011 | 14.53 | 14.5567 | 14.5843 | 14.6107 | 14.6332 | 14.6602 | 14.6869 | 14.7148 | 14.7419 | 14.7701 | 14.8012 | 14.8267 | 14.8508 | 14.8762 | 14.8993 | 14.927 | 14.9545 | 14.9831 | 15.0208 | 15.0583 | 15.0957 | 15.1332 | 15.1706 | 15.2079 | 15.2451 | 15.2821 | 15.3204 | 15.3611 | 15.4018 | 15.4424 | 15.4829 | 15.5234 | 15.5638 | 15.6041 | 15.6442 | 15.6844 | 15.7244 | 15.7644 | 15.8043 | 15.8441 | 15.8838 | 15.9235 | 15.9631 | 16.0026 | 16.042 | 16.0813 | 16.1206 | 16.1598 | 16.1989 | 16.238 | 16.2769 | 16.318
8FPW | Water Available For Use (own sources) | Sum (all WRZ 10FP) | Ml/d | 2 | 371.393 | 371.281 | 371.231 | 371.181 | 371.131 | 371.081 | 390.351 | 390.301 | 390.251 | 390.201 | 390.151 | 388.101 | 388.051 | 387.991 | 387.941 | 387.891 | 343.6483 | 343.5983 | 343.5483 | 343.4983 | 343.4483 | 337.6609 | 337.6109 | 334.7786 | 334.7286 | 334.6686 | 334.6186 | 334.5686 | 334.5186 | 334.4686 | 334.4186 | 332.4176 | 330.1876 | 330.1376 | 330.0876 | 330.0376 | 329.9876 | 329.9276 | 329.8776 | 329.8276 | 329.7776 | 329.7276 | 329.6776 | 329.6276 | 332.4876 | 332.4376 | 332.3876 | 332.3376 | 332.2876 | 332.2276 | 332.1776 | 332.1276 | 332.0776 | 332.0276 | 331.9776 | 331.9276 | 331.8776 | 331.8276 | 331.7776 | 331.7276 | 331.6776
9FPW | Total Water Available For Use | Sum (all WRZ 11FP) | Ml/d | 2 | 384.219 | 384.107 | 384.057 | 383.8923 | 383.5082 | 382.9018 | 394.6789 | 394.2895 | 393.9955 | 393.7145 | 393.4466 | 391.1881 | 390.9814 | 390.8103 | 394.6565 | 394.5028 | 347.9068 | 347.7791 | 347.6512 | 347.5402 | 347.4302 | 341.5636 | 341.492 | 338.6384 | 338.5665 | 338.4923 | 338.4307 | 338.3689 | 338.3071 | 338.2453 | 338.1903 | 336.1838 | 333.9482 | 333.8927 | 333.8371 | 333.7816 | 333.726 | 333.6605 | 333.6049 | 333.5493 | 333.4938 | 333.4382 | 333.3826 | 333.327 | 336.1815 | 336.1259 | 336.0703 | 336.0148 | 335.9592 | 335.8936 | 335.8381 | 335.7825 | 335.7269 | 335.6714 | 335.6158 | 335.5603 | 335.5047 | 335.4492 | 335.3937 | 335.3381 | 335.2826
10FPW | Supply Demand Balance | Sum (all WRZ 50FP) | Ml/d | 2 | 25.3229 | 36.6643 | 29.881 | 17.6388 | 24.4212 | 23.1646 | 36.949 | 40.4363 | 43.9489 | 47.3299 | 50.7756 | 53.3838 | 58.4616 | 63.533 | 72.3711 | 77.0668 | 34.1665 | 37.4312 | 40.4587 | 42.6462 | 44.2647 | 40.117 | 41.656 | 40.4115 | 41.8279 | 43.2422 | 44.6428 | 45.8253 | 47.0162 | 48.2164 | 49.4264 | 46.8152 | 43.0632 | 41.6462 | 40.3731 | 39.2008 | 38.0869 | 37.0774 | 36.1835 | 35.3891 | 34.6861 | 34.0694 | 33.5321 | 33.0698 | 35.5865 | 35.2582 | 34.9907 | 34.7802 | 34.6229 | 34.5056 | 34.4453 | 34.4291 | 34.4544 | 34.5182 | 34.6195 | 34.7556 | 34.9242 | 35.1245 | 35.3538 | 35.6112 | 33.2754
11FPW | All Non-Household Properties (incl. voids) | Sum (all WRZ 31FP:33FP) | 000's | 2 | 47.673 | 47.725 | 47.6294 | 47.5336 | 47.4377 | 47.3418 | 47.2457 | 47.1496 | 47.0535 | 46.9573 | 46.8611 | 46.7648 | 46.6686 | 46.5724 | 46.4762 | 46.38 | 46.2839 | 46.1879 | 46.0922 | 45.9968 | 45.9015 | 45.8065 | 45.7117 | 45.6171 | 45.5228 | 45.4286 | 45.3347 | 45.241 | 45.1476 | 45.0543 | 44.9612 | 44.8684 | 44.7758 | 44.6834 | 44.5912 | 44.4993 | 44.4075 | 44.316 | 44.2247 | 44.1336 | 44.0427 | 43.952 | 43.8615 | 43.7712 | 43.6812 | 43.5913 | 43.5017 | 43.4123 | 43.3231 | 43.2341 | 43.1453 | 43.0567 | 42.9683 | 42.8801 | 42.7922 | 42.7044 | 42.6168 | 42.5295 | 42.4423 | 42.3554 | 42.2686
12FPW | All Household Properties (incl. voids) | Sum (all WRZ 34FP) + Sum (all WRZ 34.7FP:35.1FP) | 000's | 2 | 575.4 | 577.716 | 583.985 | 588.951 | 593.1004 | 596.5123 | 597.7285 | 599.5836 | 602.0344 | 604.5253 | 606.9977 | 609.4857 | 612.1196 | 614.886 | 617.7639 | 620.5957 | 623.439 | 626.324 | 629.1399 | 631.9858 | 634.7674 | 637.4809 | 640.4443 | 643.3209 | 646.5423 | 649.7947 | 653.1004 | 656.431 | 659.784 | 663.1575 | 666.5676 | 669.9946 | 673.437 | 676.8934 | 680.3625 | 683.8432 | 687.3344 | 690.8353 | 694.3449 | 697.8625 | 701.3874 | 704.9189 | 708.4565 | 711.9995 | 715.5476 | 719.1003 | 722.6571 | 726.2178 | 729.7819 | 733.3492 | 736.9194 | 740.4922 | 744.0674 | 747.6448 | 751.2243 | 754.8055 | 758.3884 | 761.9728 | 765.5587 | 769.1458 | 772.734
Table 2f: WC Level DYAA - Levels of Service - Final Planning
WRMP24 Reference | Component | Derivation | Unit | Decimal places | 2019-20 | 2020-21 | 2021-22 | 2022-23 | 2023-24 | 2024-25 | 2025-26 | 2026-27 | 2027-28 | 2028-29 | 2029-30 | 2030-31 | 2031-32 | 2032-33 | 2033-34 | 2034-35 | 2035-36 | 2036-37 | 2037-38 | 2038-39 | 2039-40 | 2040-41 | 2041-42 | 2042-43 | 2043-44 | 2044-45 | 2045-46 | 2046-47 | 2047-48 | 2048-49 | 2049-50 | 2050-51 | 2051-52 | 2052-53 | 2053-54 | 2054-55 | 2055-56 | 2056-57 | 2057-58 | 2058-59 | 2059-60 | 2060-61 | 2061-62 | 2062-63 | 2063-64 | 2064-65 | 2065-66 | 2066-67 | 2067-68 | 2068-69 | 2069-70 | 2070-71 | 2071-72 | 2072-73 | 2073-74 | 2074-75 | 2075-76 | 2076-77 | 2077-78 | 2078-79 | 2079-80 | 2080-81 | 2081-82 | 2082-83 | 2083-84 | 2084-85 | 2085-86 | 2086-87 | 2087-88 | 2088-89 | 2089-90 | 2090-91 | 2091-92 | 2092-93 | 2093-94 | 2094-95 | 2095-96 | 2096-97 | 2097-98 | 2098-99 | 2099-100 | 2100-01
1.1FPL | Temporary Use Bans (modelled) | Input | % | 2 | 3.33% | 3.33% | 3.33% | 3.33% | 3.33% | 3.33% | 3.33% | 3.33% | 3.33% | 3.33% | 3.33% | 3.33% | 3.33% | 3.33% | 3.33% | 3.33% | 3.33% | 3.33% | 3.33% | 3.33% | 3.33% | 3.33% | 3.33% | 3.33% | 3.33% | 3.33% | 3.33% | 3.33% | 3.33% | 3.33% | 3.33% | 3.33% | 3.33% | 3.33% | 3.33% | 3.33% | 3.33% | 3.33% | 3.33% | 3.33% | 3.33% | 3.33% | 3.33% | 3.33% | 3.33% | 3.33% | 3.33% | 3.33% | 3.33% | 3.33% | 3.33% | 3.33% | 3.33% | 3.33% | 3.33% | 3.33% | 3.33% | 3.33% | 3.33% | 3.33% | 3.33%
1.2FPL | Temporary Use Bans (minimum) | Input | % | 2 | 3.33% | 3.33% | 3.33% | 3.33% | 3.33% | 3.33% | 3.33% | 3.33% | 3.33% | 3.33% | 3.33% | 3.33% | 3.33% | 3.33% | 3.33% | 3.33% | 3.33% | 3.33% | 3.33% | 3.33% | 3.33% | 3.33% | 3.33% | 3.33% | 3.33% | 3.33% | 3.33% | 3.33% | 3.33% | 3.33% | 3.33% | 3.33% | 3.33% | 3.33% | 3.33% | 3.33% | 3.33% | 3.33% | 3.33% | 3.33% | 3.33% | 3.33% | 3.33% | 3.33% | 3.33% | 3.33% | 3.33% | 3.33% | 3.33% | 3.33% | 3.33% | 3.33% | 3.33% | 3.33% | 3.33% | 3.33% | 3.33% | 3.33% | 3.33% | 3.33% | 3.33%
2.1FPL | Drought Permits/Orders (modelled) | Input | % | 2 | 1.33% | 1.33% | 1.33% | 1.33% | 1.33% | 1.33% | 1.33% | 1.33% | 1.33% | 1.33% | 1.33% | 1.33% | 1.33% | 1.33% | 1.33% | 1.33% | 1.33% | 1.33% | 1.33% | 1.33% | 1.33% | 1.33% | 1.33% | 1.33% | 1.33% | 1.33% | 1.33% | 1.33% | 1.33% | 1.33% | 1.33% | NA | NA | NA | NA | NA | NA | NA | NA | NA | NA | NA | NA | NA | NA | NA | NA | NA | NA | NA | NA | NA | NA | NA | NA | NA | NA | NA | NA | NA | NA
2.2FPL | Drought Permits/Orders (minimum) | Input | % | 2 | 1.33% | 1.33% | 1.33% | 1.33% | 1.33% | 1.33% | 1.33% | 1.33% | 1.33% | 1.33% | 1.33% | 1.33% | 1.33% | 1.33% | 1.33% | 1.33% | 1.33% | 1.33% | 1.33% | 1.33% | 1.33% | 1.33% | 1.33% | 1.33% | 1.33% | 1.33% | 1.33% | 1.33% | 1.33% | 1.33% | 1.33% | NA | NA | NA | NA | NA | NA | NA | NA | NA | NA | NA | NA | NA | NA | NA | NA | NA | NA | NA | NA | NA | NA | NA | NA | NA | NA | NA | NA | NA | NA
3.1FPL | Non Essential Use Bans (modelled) | Input | % | 2 | bar: 2019-20 to 2079-80
3.2FPL | Non Essential Use Bans (minimum) | Input | % | 2 | bar: 2019-20 to 2079-80
4.1FPL | Emergency Drought Orders (modelled) | Input | % | 2 | 0.5% | 0.5% | 0.5% | 0.5% | 0.5% | 0.5% | 0.5% | 0.5% | 0.5% | 0.5% | 0.5% | 0.5% | 0.5% | 0.5% | 0.5% | 0.5% | 0.5% | 0.5% | 0.5% | 0.5% | 0.5% | 0.2% | 0.2% | 0.2% | 0.2% | 0.2% | 0.2% | 0.2% | 0.2% | 0.2% | 0.2% | 0.2% | 0.2% | 0.2% | 0.2% | 0.2% | 0.2% | 0.2% | 0.2% | 0.2% | 0.2% | 0.2% | 0.2% | 0.2% | 0.2% | 0.2% | 0.2% | 0.2% | 0.2% | 0.2% | 0.2% | 0.2% | 0.2% | 0.2% | 0.2% | 0.2% | 0.2% | 0.2% | 0.2% | 0.2% | 0.2%
4.2FPL | Emergency Drought Orders (minimum) | Input | % | 2 | 0.5% | 0.5% | 0.5% | 0.5% | 0.5% | 0.5% | 0.5% | 0.5% | 0.5% | 0.5% | 0.5% | 0.5% | 0.5% | 0.5% | 0.5% | 0.5% | 0.5% | 0.5% | 0.5% | 0.5% | 0.5% | 0.2% | 0.2% | 0.2% | 0.2% | 0.2% | 0.2% | 0.2% | 0.2% | 0.2% | 0.2% | 0.2% | 0.2% | 0.2% | 0.2% | 0.2% | 0.2% | 0.2% | 0.2% | 0.2% | 0.2% | 0.2% | 0.2% | 0.2% | 0.2% | 0.2% | 0.2% | 0.2% | 0.2% | 0.2% | 0.2% | 0.2% | 0.2% | 0.2% | 0.2% | 0.2% | 0.2% | 0.2% | 0.2% | 0.2% | 0.2%

## WXWWSX
Back to title page
Water Company | Wessex Water | Version | 1
WRZ | WXWWSX | Planning Scenario | DYAA
Table 3a: DYAA - Baseline
WRMP24 reference | Component | Derivation | Unit | Decimal places | 2019-20 | 2020-21 | 2021-22 | 2022-23 | 2023-24 | 2024-25 | 2025-26 | 2026-27 | 2027-28 | 2028-29 | 2029-30 | 2030-31 | 2031-32 | 2032-33 | 2033-34 | 2034-35 | 2035-36 | 2036-37 | 2037-38 | 2038-39 | 2039-40 | 2040-41 | 2041-42 | 2042-43 | 2043-44 | 2044-45 | 2045-46 | 2046-47 | 2047-48 | 2048-49 | 2049-50 | 2050-51 | 2051-52 | 2052-53 | 2053-54 | 2054-55 | 2055-56 | 2056-57 | 2057-58 | 2058-59 | 2059-60 | 2060-61 | 2061-62 | 2062-63 | 2063-64 | 2064-65 | 2065-66 | 2066-67 | 2067-68 | 2068-69 | 2069-70 | 2070-71 | 2071-72 | 2072-73 | 2073-74 | 2074-75 | 2075-76 | 2076-77 | 2077-78 | 2078-79 | 2079-80 | 2080-81 | 2081-82 | 2082-83 | 2083-84 | 2084-85 | 2085-86 | 2086-87 | 2087-88 | 2088-89 | 2089-90 | 2090-91 | 2091-92 | 2092-93 | 2093-94 | 2094-95 | 2095-96 | 2096-97 | 2097-98 | 2098-99 | 2099-100
1BL | Raw water abstracted | Input | Ml/d | 2 | 330.2572 | 319.3482 | 325.7782 | 330.3055 | 329.9421 | 330.0471 | 337.0634 | 337.3153 | 337.723 | 338.2674 | 338.7768 | 339.3023 | 339.9372 | 340.4593 | 341.1137 | 341.7608 | 340.0292 | 340.5586 | 341.1191 | 341.7409 | 342.2837 | 342.8128 | 343.3328 | 343.8018 | 344.3826 | 344.9682 | 345.5903 | 346.431 | 347.2721 | 348.1128 | 348.9539 | 349.7943 | 350.6342 | 351.4735 | 352.312 | 353.1812 | 354.1124 | 355.0436 | 355.9752 | 356.906 | 357.837 | 358.7671 | 359.6972 | 360.6263 | 361.5553 | 362.4837 | 363.4113 | 364.3381 | 365.2642 | 366.1893 | 367.1135 | 368.0368 | 368.9592 | 369.881 | 370.8013 | 371.7205 | 372.6391 | 373.5561 | 374.4725 | 375.3877 | 376.3386
1.1BL | Non-potable water supplies (if applicable) | Input | Ml/d | 2 | 0 | 0 | 0 | 0 | 0 | 0 | 0 | 0 | 0 | 0 | 0 | 0 | 0 | 0 | 0 | 0 | 0 | 0 | 0 | 0 | 0 | 0 | 0 | 0 | 0 | 0 | 0 | 0 | 0 | 0 | 0 | 0 | 0 | 0 | 0 | 0 | 0 | 0 | 0 | 0 | 0 | 0 | 0 | 0 | 0 | 0 | 0 | 0 | 0 | 0 | 0 | 0 | 0 | 1 | 2 | 3 | 4 | 5 | 6 | 7 | 8
2BL | Raw water imported | Input | Ml/d | 2 | 0 | 0 | 0 | 0 | 0 | 0 | 0 | 0 | 0 | 0 | 0 | 0 | 0 | 0 | 0 | 0 | 0 | 0 | 0 | 0 | 0 | 0 | 0 | 0 | 0 | 0 | 0 | 0 | 0 | 0 | 0 | 0 | 0 | 0 | 0 | 0 | 0 | 0 | 0 | 0 | 0 | 0 | 0 | 0 | 0 | 0 | 0 | 0 | 0 | 0 | 0 | 0 | 0 | 0 | 0 | 0 | 0 | 0 | 0 | 0 | 0
3BL | Potable water imported | Input | Ml/d | 2 | 15.04 | 15.04 | 15.04 | 15.04 | 15.04 | 15.04 | 8.07 | 8.07 | 8.07 | 8.07 | 8.07 | 8.07 | 8.07 | 8.07 | 8.07 | 8.07 | 8.07 | 8.07 | 8.07 | 8.07 | 8.07 | 8.07 | 8.07 | 8.07 | 8.07 | 8.07 | 8.07 | 8.07 | 8.07 | 8.07 | 8.07 | 8.07 | 8.07 | 8.07 | 8.07 | 8.07 | 8.07 | 8.07 | 8.07 | 8.07 | 8.07 | 8.07 | 8.07 | 8.07 | 8.07 | 8.07 | 8.07 | 8.07 | 8.07 | 8.07 | 8.07 | 8.07 | 8.07 | 8.07 | 8.07 | 8.07 | 8.07 | 8.07 | 8.07 | 8.07 | 8.07
4BL | Raw water exported enter as -ve | Input | Ml/d | 2 | -1.06 | -1.06 | -1.06 | -1.06 | -1.06 | -1.06 | -1.06 | -1.06 | -1.06 | -1.06 | -1.06 | -1.06 | -1.06 | -1.06 | -1.06 | -1.06 | -1.06 | -1.06 | -1.06 | -1.06 | -1.06 | -1.06 | -1.06 | -1.06 | -1.06 | -1.06 | -1.06 | -1.06 | -1.06 | -1.06 | -1.06 | -1.06 | -1.06 | -1.06 | -1.06 | -1.06 | -1.06 | -1.06 | -1.06 | -1.06 | -1.06 | -1.06 | -1.06 | -1.06 | -1.06 | -1.06 | -1.06 | -1.06 | -1.06 | -1.06 | -1.06 | -1.06 | -1.06 | -1.06 | -1.06 | -1.06 | -1.06 | -1.06 | -1.06 | -1.06 | -1.06
5BL | Potable water exported enter as -ve | Input | Ml/d | 2 | -1.154 | -1.154 | -1.154 | -1.2687 | -1.6028 | -2.1592 | -2.6821 | -3.0215 | -3.2655 | -3.4965 | -3.7144 | -3.9229 | -4.0796 | -4.1907 | -4.2945 | -4.3982 | -6.7514 | -6.8292 | -6.9071 | -6.9681 | -7.0281 | -7.1073 | -7.1288 | -7.1502 | -7.1722 | -7.1863 | -7.1979 | -7.2097 | -7.2215 | -7.2333 | -7.2383 | -7.2439 | -7.2494 | -7.2549 | -7.2605 | -7.2661 | -7.2716 | -7.2772 | -7.2827 | -7.2883 | -7.2939 | -7.2995 | -7.305 | -7.3106 | -7.3162 | -7.3217 | -7.3273 | -7.3329 | -7.3385 | -7.344 | -7.3496 | -7.3551 | -7.3607 | -7.3663 | -7.3718 | -7.3773 | -7.3829 | -7.3884 | -7.394 | -7.3995 | -7.405
6BL | Deployable Output before forecast changes | Input | Ml/d | 2 | 393.65 | 393.65 | 393.65 | 393.65 | 393.65 | 393.65 | 393.65 | 393.65 | 393.65 | 393.65 | 393.65 | 393.65 | 393.65 | 393.65 | 393.65 | 393.65 | 393.65 | 393.65 | 393.65 | 393.65 | 393.65 | 393.65 | 393.65 | 393.65 | 393.65 | 393.65 | 393.65 | 393.65 | 393.65 | 393.65 | 393.65 | 393.65 | 393.65 | 393.65 | 393.65 | 393.65 | 393.65 | 393.65 | 393.65 | 393.65 | 393.65 | 393.65 | 393.65 | 393.65 | 393.65 | 393.65 | 393.65 | 393.65 | 393.65 | 393.65 | 393.65 | 393.65 | 393.65 | 393.65 | 393.65 | 393.65 | 393.65 | 393.65 | 393.65 | 393.65 | 393.65
6.1BL | Deployable Output post forecast changes | 6BL + 7BL | Ml/d | 2 | 392.13 | 392.07 | 392.02 | 391.97 | 391.92 | 391.87 | 391.82 | 391.77 | 391.72 | 391.67 | 391.62 | 384.57 | 384.52 | 384.46 | 384.41 | 384.36 | 337.6173 | 337.5673 | 337.5173 | 337.4673 | 337.4173 | 335.6599 | 335.6099 | 332.7776 | 332.7276 | 332.6676 | 332.6176 | 332.5676 | 332.5176 | 332.4676 | 332.4176 | 330.4166 | 330.3666 | 330.3166 | 330.2666 | 330.2166 | 330.1666 | 330.1066 | 330.0566 | 330.0066 | 329.9566 | 329.9066 | 329.8566 | 329.8066 | 329.7566 | 329.7066 | 329.6566 | 329.6066 | 329.5566 | 329.4966 | 329.4466 | 329.3966 | 329.3466 | 329.2966 | 329.2466 | 329.1966 | 329.1466 | 329.0966 | 329.0466 | 328.9966 | 328.9466
7BL | Baseline forecast changes to Deployable Output | sum (7.1BL:7.6BL) | Ml/d | 2 | -1.52 | -1.58 | -1.63 | -1.68 | -1.73 | -1.78 | -1.83 | -1.88 | -1.93 | -1.98 | -2.03 | -9.08 | -9.13 | -9.19 | -9.24 | -9.29 | -56.0327 | -56.0827 | -56.1327 | -56.1827 | -56.2327 | -57.9901 | -58.0401 | -60.8724 | -60.9224 | -60.9824 | -61.0324 | -61.0824 | -61.1324 | -61.1824 | -61.2324 | -63.2334 | -63.2834 | -63.3334 | -63.3834 | -63.4334 | -63.4834 | -63.5434 | -63.5934 | -63.6434 | -63.6934 | -63.7434 | -63.7934 | -63.8434 | -63.8934 | -63.9434 | -63.9934 | -64.0434 | -64.0934 | -64.1534 | -64.2034 | -64.2534 | -64.3034 | -64.3534 | -64.4034 | -64.4534 | -64.5034 | -64.5534 | -64.6034 | -64.6534 | -64.7034
7.1BL | Change in DO due to climate change | Input | Ml/d | 2 | -1.52 | -1.58 | -1.63 | -1.68 | -1.73 | -1.78 | -1.83 | -1.88 | -1.93 | -1.98 | -2.03 | -2.08 | -2.13 | -2.19 | -2.24 | -2.29 | -2.34 | -2.39 | -2.44 | -2.49 | -2.54 | -2.59 | -2.64 | -2.69 | -2.74 | -2.8 | -2.85 | -2.9 | -2.95 | -3 | -3.05 | -3.1 | -3.15 | -3.2 | -3.25 | -3.3 | -3.35 | -3.41 | -3.46 | -3.51 | -3.56 | -3.61 | -3.66 | -3.71 | -3.76 | -3.81 | -3.86 | -3.91 | -3.96 | -4.02 | -4.07 | -4.12 | -4.17 | -4.22 | -4.27 | -4.32 | -4.37 | -4.42 | -4.47 | -4.52 | -4.57
7.2BL | Total confirmed DO reductions to restore sustainable abstraction enter as -ve | Input | Ml/d | 2 | 0 | 0 | 0 | 0 | 0 | 0 | 0 | 0 | 0 | 0 | 0 | 0 | 0 | 0 | 0 | 0 | -7.6742 | -7.6742 | -7.6742 | -7.6742 | -7.6742 | -7.6742 | -7.6742 | -7.6742 | -7.6742 | -7.6742 | -7.6742 | -7.6742 | -7.6742 | -7.6742 | -7.6742 | -7.6742 | -7.6742 | -7.6742 | -7.6742 | -7.6742 | -7.6742 | -7.6742 | -7.6742 | -7.6742 | -7.6742 | -7.6742 | -7.6742 | -7.6742 | -7.6742 | -7.6742 | -7.6742 | -7.6742 | -7.6742 | -7.6742 | -7.6742 | -7.6742 | -7.6742 | -7.6742 | -7.6742 | -7.6742 | -7.6742 | -7.6742 | -7.6742 | -7.6742 | -7.6742
7.3BL | Total additional DO reductions for Environmental Destination (excl. any confirmed reductions) enter as -ve | Input | Ml/d | 2 | 0 | 0 | 0 | 0 | 0 | 0 | 0 | 0 | 0 | 0 | 0 | -7 | -7 | -7 | -7 | -7 | -46.0185 | -46.0185 | -46.0185 | -46.0185 | -46.0185 | -47.7259 | -47.7259 | -50.5081 | -50.5081 | -50.5081 | -50.5081 | -50.5081 | -50.5081 | -50.5081 | -50.5081 | -52.4591 | -52.4591 | -52.4591 | -52.4591 | -52.4591 | -52.4591 | -52.4591 | -52.4591 | -52.4591 | -52.4591 | -52.4591 | -52.4591 | -52.4591 | -52.4591 | -52.4591 | -52.4591 | -52.4591 | -52.4591 | -52.4591 | -52.4591 | -52.4591 | -52.4591 | -52.4591 | -52.4591 | -52.4591 | -52.4591 | -52.4591 | -52.4591 | -52.4591 | -52.4591
7.4BL | Change in DO from prolonged Outage reduction enter as -ve | Input | Ml/d | 2 | 0 | 0 | 0 | 0 | 0 | 0 | 0 | 0 | 0 | 0 | 0 | 0 | 0 | 0 | 0 | 0 | 0 | 0 | 0 | 0 | 0 | 0 | 0 | 0 | 0 | 0 | 0 | 0 | 0 | 0 | 0 | 0 | 0 | 0 | 0 | 0 | 0 | 0 | 0 | 0 | 0 | 0 | 0 | 0 | 0 | 0 | 0 | 0 | 0 | 0 | 0 | 0 | 0 | 0 | 0 | 0 | 0 | 0 | 0 | 0 | 0
7.5BL | Change in DO from drought measures | Zero for baseline | Ml/d | 2 | 0 | 0 | 0 | 0 | 0 | 0 | 0 | 0 | 0 | 0 | 0 | 0 | 0 | 0 | 0 | 0 | 0 | 0 | 0 | 0 | 0 | 0 | 0 | 0 | 0 | 0 | 0 | 0 | 0 | 0 | 0 | 0 | 0 | 0 | 0 | 0 | 0 | 0 | 0 | 0 | 0 | 0 | 0 | 0 | 0 | 0 | 0 | 0 | 0 | 0 | 0 | 0 | 0 | 0 | 0 | 0 | 0 | 0 | 0 | 0 | 0
7.6BL | Total other changes to DO (e.g. nitrates/operational decline) | Input | Ml/d | 2 | 0 | 0 | 0 | 0 | 0 | 0 | 0 | 0 | 0 | 0 | 0 | 0 | 0 | 0 | 0 | 0 | 0 | 0 | 0 | 0 | 0 | 0 | 0 | 0 | 0 | 0 | 0 | 0 | 0 | 0 | 0 | 0 | 0 | 0 | 0 | 0 | 0 | 0 | 0 | 0 | 0 | 0 | 0 | 0 | 0 | 0 | 0 | 0 | 0 | 0 | 0 | 0 | 0 | 0 | 0 | 0 | 0 | 0 | 0 | 0 | 0
8BL | Raw water losses, treatment works losses and operational use | Input | Ml/d | 2 | 2.957 | 3.009 | 3.009 | 3.009 | 3.009 | 3.009 | 3.009 | 3.009 | 3.009 | 3.009 | 3.009 | 3.009 | 3.009 | 3.009 | 3.009 | 3.009 | 3.009 | 3.009 | 3.009 | 3.009 | 3.009 | 3.009 | 3.009 | 3.009 | 3.009 | 3.009 | 3.009 | 3.009 | 3.009 | 3.009 | 3.009 | 3.009 | 3.009 | 3.009 | 3.009 | 3.009 | 3.009 | 3.009 | 3.009 | 3.009 | 3.009 | 3.009 | 3.009 | 3.009 | 3.009 | 3.009 | 3.009 | 3.009 | 3.009 | 3.009 | 3.009 | 3.009 | 3.009 | 3.009 | 3.009 | 3.009 | 3.009 | 3.009 | 3.009 | 3.009 | 3.009
9BL | Total Outage Allowance | Input | Ml/d | 2 | 17.78 | 17.78 | 17.78 | 17.78 | 17.78 | 17.78 | 17.78 | 17.78 | 17.78 | 17.78 | 17.78 | 17.78 | 17.78 | 17.78 | 17.78 | 17.78 | 17.78 | 17.78 | 17.78 | 17.78 | 17.78 | 17.78 | 17.78 | 17.78 | 17.78 | 17.78 | 17.78 | 17.78 | 17.78 | 17.78 | 17.78 | 17.78 | 17.78 | 17.78 | 17.78 | 17.78 | 17.78 | 17.78 | 17.78 | 17.78 | 17.78 | 17.78 | 17.78 | 17.78 | 17.78 | 17.78 | 17.78 | 17.78 | 17.78 | 17.78 | 17.78 | 17.78 | 17.78 | 17.78 | 17.78 | 17.78 | 17.78 | 17.78 | 17.78 | 17.78 | 17.78
10BL | Water Available For Use (own sources) | (6BL + 7BL) - (8BL + 9BL) | Ml/d | 2 | 371.393 | 371.281 | 371.231 | 371.181 | 371.131 | 371.081 | 371.031 | 370.981 | 370.931 | 370.881 | 370.831 | 363.781 | 363.731 | 363.671 | 363.621 | 363.571 | 316.8283 | 316.7783 | 316.7283 | 316.6783 | 316.6283 | 314.8709 | 314.8209 | 311.9886 | 311.9386 | 311.8786 | 311.8286 | 311.7786 | 311.7286 | 311.6786 | 311.6286 | 309.6276 | 309.5776 | 309.5276 | 309.4776 | 309.4276 | 309.3776 | 309.3176 | 309.2676 | 309.2176 | 309.1676 | 309.1176 | 309.0676 | 309.0176 | 308.9676 | 308.9176 | 308.8676 | 308.8176 | 308.7676 | 308.7076 | 308.6576 | 308.6076 | 308.5576 | 308.5076 | 308.4576 | 308.4076 | 308.3576 | 308.3076 | 308.2576 | 308.2076 | 308.1576
11BL | Total Water Available For Use | 10BL + sum (2BL:5BL) | Ml/d | 2 | 384.219 | 384.107 | 384.057 | 383.8923 | 383.5082 | 382.9018 | 375.3589 | 374.9695 | 374.6755 | 374.3945 | 374.1266 | 366.8681 | 366.6614 | 366.4903 | 366.3365 | 366.1828 | 317.0868 | 316.9591 | 316.8312 | 316.7202 | 316.6102 | 314.7736 | 314.702 | 311.8484 | 311.7765 | 311.7023 | 311.6407 | 311.5789 | 311.5171 | 311.4553 | 311.4003 | 309.3938 | 309.3382 | 309.2827 | 309.2271 | 309.1716 | 309.116 | 309.0505 | 308.9949 | 308.9393 | 308.8838 | 308.8282 | 308.7726 | 308.717 | 308.6615 | 308.6059 | 308.5503 | 308.4948 | 308.4392 | 308.3736 | 308.3181 | 308.2625 | 308.2069 | 308.1514 | 308.0958 | 308.0403 | 307.9847 | 307.9292 | 307.8737 | 307.8181 | 307.7626
12BL | Water delivered measured non-household | Input | Ml/d | 2 | 79.1471 | 70.1159 | 74.9653 | 78.204 | 78.2221 | 78.1837 | 78.0633 | 77.9151 | 77.7141 | 77.6654 | 77.6147 | 77.6128 | 77.5688 | 77.4238 | 77.3712 | 77.3548 | 77.2883 | 77.214 | 77.2161 | 77.3004 | 77.301 | 77.3142 | 77.3001 | 77.2798 | 77.2654 | 77.253 | 77.2402 | 77.228 | 77.2159 | 77.2034 | 77.1915 | 77.1798 | 77.1681 | 77.1565 | 77.1451 | 77.1343 | 77.123 | 77.1119 | 77.1014 | 77.0904 | 77.0801 | 77.0694 | 77.0593 | 77.0488 | 77.0389 | 77.0291 | 77.0194 | 77.0098 | 77.0003 | 76.9909 | 76.9816 | 76.9724 | 76.9633 | 76.9548 | 76.9459 | 76.9371 | 76.929 | 76.9204 | 76.9124 | 76.9045 | 76.8962
12.1BL | Non-potable water consumption (if applicable) | Input | Ml/d | 2 | 0 | 0 | 0 | 0 | 0 | 0 | 0 | 0 | 0 | 0 | 0 | 0 | 0 | 0 | 0 | 0 | 0 | 0 | 0 | 0 | 0 | 0 | 0 | 0 | 0 | 0 | 0 | 0 | 0 | 0 | 0 | 0 | 0 | 0 | 0 | 0 | 0 | 0 | 0 | 0 | 0 | 0 | 0 | 0 | 0 | 0 | 0 | 0 | 0 | 0 | 0 | 0 | 0 | 1 | 2 | 3 | 4 | 5 | 6 | 7 | 8
13BL | Water delivered unmeasured non-household | Input | Ml/d | 2 | 4.4355 | 4.3256 | 4.1189 | 3.9221 | 3.7347 | 3.5562 | 3.3863 | 3.2244 | 3.0704 | 2.9236 | 2.7839 | 2.6509 | 2.5242 | 2.4036 | 2.2887 | 2.1794 | 2.1794 | 2.1794 | 2.1794 | 2.1794 | 2.1794 | 2.1794 | 2.1794 | 2.1794 | 2.1794 | 2.1794 | 2.1794 | 2.1794 | 2.1794 | 2.1794 | 2.1794 | 2.1794 | 2.1794 | 2.1794 | 2.1794 | 2.1794 | 2.1794 | 2.1794 | 2.1794 | 2.1794 | 2.1794 | 2.1794 | 2.1794 | 2.1794 | 2.1794 | 2.1794 | 2.1794 | 2.1794 | 2.1794 | 2.1794 | 2.1794 | 2.1794 | 2.1794 | 2.1794 | 2.1794 | 2.1794 | 2.1794 | 2.1794 | 2.1794 | 2.1794 | 2.1794
14BL | Water delivered measured household | Input | Ml/d | 2 | 106.5634 | 109.8889 | 116.4615 | 120.1812 | 123.6608 | 126.6461 | 128.1068 | 129.6387 | 131.2474 | 132.7647 | 134.1772 | 135.5072 | 136.8072 | 138.0718 | 139.3105 | 140.4721 | 141.5773 | 142.6465 | 143.6459 | 144.6131 | 145.5145 | 146.3564 | 147.2421 | 148.0672 | 148.9806 | 149.877 | 150.7929 | 151.9148 | 153.0267 | 154.1292 | 155.2283 | 156.3194 | 157.4029 | 158.4794 | 159.5492 | 160.6129 | 161.6708 | 162.7232 | 163.7705 | 164.8129 | 165.8507 | 166.8841 | 167.9133 | 168.9386 | 169.9601 | 170.9779 | 171.9923 | 173.0033 | 174.0111 | 175.0159 | 176.0176 | 177.0165 | 178.0126 | 179.006 | 179.9968 | 180.9851 | 181.9708 | 182.9542 | 183.9353 | 184.914 | 185.9336
15BL | Water delivered unmeasured household | Input | Ml/d | 2 | 90.4522 | 87.9922 | 84.8244 | 81.9159 | 78.9909 | 76.4027 | 75.5537 | 74.7817 | 74.0835 | 73.447 | 72.8617 | 72.325 | 71.833 | 71.3812 | 70.9666 | 70.581 | 70.2222 | 69.8896 | 69.5776 | 69.2873 | 69.0123 | 68.7523 | 68.5088 | 68.277 | 68.0642 | 67.8627 | 67.6714 | 67.4891 | 67.3148 | 67.1479 | 66.9874 | 66.8326 | 66.683 | 66.5379 | 66.3968 | 66.2902 | 66.2503 | 66.2141 | 66.1814 | 66.1518 | 66.1251 | 66.1009 | 66.0791 | 66.0594 | 66.0417 | 66.0257 | 66.0113 | 65.9983 | 65.9867 | 65.9763 | 65.9669 | 65.9585 | 65.9511 | 65.9444 | 65.9385 | 65.9332 | 65.9286 | 65.9245 | 65.9208 | 65.9177 | 65.9233
16BL | Percentage of consumption driven by climate change | Input | % | 1 | 0% | 0% | 0.01425% | 0.0342% | 0.04845% | 0.0684% | 0.08265% | 0.09975% | 0.1168% | 0.1339% | 0.151% | 0.1681% | 0.1881% | 0.2023% | 0.2194% | 0.2365% | 0.2536% | 0.2707% | 0.2878% | 0.3049% | 0.322% | 0.339% | 0.3559% | 0.3729% | 0.3898% | 0.4068% | 0.4237% | 0.4407% | 0.4576% | 0.4746% | 0.4915% | 0.5085% | 0.5254% | 0.5424% | 0.5593% | 0.5763% | 0.5932% | 0.6102% | 0.6271% | 0.6441% | 0.661% | 0.678% | 0.6949% | 0.7119% | 0.7288% | 0.7458% | 0.7627% | 0.7797% | 0.7966% | 0.8136% | 0.8305% | 0.8475% | 0.8644% | 0.8814% | 0.8983% | 0.9153% | 0.9322% | 0.9492% | 0.9661% | 0.9831% | 1%
17BL | Volume of consumption driven by climate change | 16BL * (12BL + sum(13BL:15BL) - sum (23BL:26BL)) | Ml/d | 2 | 0 | 0 | 0.038337 | 0.09338 | 0.13255 | 0.18734 | 0.22666 | 0.27403 | 0.32166 | 0.36966 | 0.41782 | 0.46623 | 0.52274 | 0.56343 | 0.61247 | 0.66171 | 0.71123 | 0.76094 | 0.81094 | 0.86138 | 0.91165 | 0.96159 | 1.0118 | 1.0621 | 1.1129 | 1.164 | 1.2154 | 1.268 | 1.3209 | 1.374 | 1.4275 | 1.4813 | 1.5353 | 1.5897 | 1.6443 | 1.6994 | 1.7552 | 1.8113 | 1.8677 | 1.9244 | 1.9814 | 2.0388 | 2.0964 | 2.1544 | 2.2127 | 2.2713 | 2.3302 | 2.3894 | 2.4489 | 2.5088 | 2.5689 | 2.6293 | 2.6901 | 2.76 | 2.8305 | 2.9016 | 2.9734 | 3.0458 | 3.1189 | 3.1926 | 3.2675
18BL | Measured Household - PCC | ((14BL - 25BL) * 1,000,000) / (39BL *1,000) | l/h/d | 1 | 126.4519 | 128.3902 | 131.8203 | 132.4015 | 132.9541 | 133.4664 | 133.7849 | 134.1043 | 134.475 | 134.8391 | 135.1644 | 135.4673 | 135.7664 | 136.0589 | 136.3492 | 136.6032 | 136.8106 | 137.01 | 137.175 | 137.3275 | 137.4249 | 137.4915 | 137.5567 | 137.585 | 137.6846 | 137.7767 | 137.887 | 138.1986 | 138.505 | 138.8064 | 139.1024 | 139.3937 | 139.6806 | 139.9633 | 140.2419 | 140.5165 | 140.7872 | 141.0543 | 141.3177 | 141.5777 | 141.8342 | 142.0874 | 142.3373 | 142.5841 | 142.8277 | 143.0683 | 143.3058 | 143.5405 | 143.7722 | 144.0012 | 144.2273 | 144.4507 | 144.6715 | 144.8896 | 145.1051 | 145.3181 | 145.5285 | 145.7365 | 145.9421 | 146.1452 | 144.1849
19BL | Unmeasured Household - PCC | ((15BL - 26BL) * 1,000,000) / (40BL *1,000) | l/h/d | 1 | 167.0267 | 164.6161 | 165.4916 | 165.7836 | 166.0057 | 166.2209 | 166.3866 | 166.584 | 166.88 | 167.1957 | 167.4855 | 167.7721 | 168.075 | 168.3999 | 168.7402 | 169.0503 | 169.32 | 169.5941 | 169.8348 | 170.0727 | 170.252 | 170.3998 | 170.5583 | 170.6757 | 170.8942 | 171.1101 | 171.3213 | 171.5283 | 171.7307 | 171.9282 | 172.1199 | 172.3062 | 172.4867 | 172.6612 | 172.8297 | 173.0796 | 173.5043 | 173.9271 | 174.348 | 174.7669 | 175.1838 | 175.5985 | 176.0112 | 176.4217 | 176.83 | 177.2361 | 177.64 | 178.0416 | 178.4411 | 178.8383 | 179.2332 | 179.626 | 180.0165 | 180.4048 | 180.7908 | 181.1747 | 181.5564 | 181.9359 | 182.3133 | 182.6885 | 180.3396
20BL | Average Household - PCC | (((14BL - 25BL) + (15BL - 26BL)) * 1,000,000) / ((39BL + 40BL) *1,000) | l/h/d | 1 | 141.8871 | 141.9348 | 143.8314 | 143.8296 | 143.8138 | 143.8386 | 143.9609 | 144.098 | 144.3043 | 144.5233 | 144.7179 | 144.9046 | 145.0991 | 145.3003 | 145.5089 | 145.6891 | 145.8293 | 145.9688 | 146.079 | 146.1826 | 146.2342 | 146.2587 | 146.2842 | 146.2753 | 146.3431 | 146.4062 | 146.4827 | 146.7094 | 146.9331 | 147.1536 | 147.3701 | 147.5834 | 147.7934 | 148.0003 | 148.204 | 148.4258 | 148.6878 | 148.9471 | 149.2036 | 149.4573 | 149.7083 | 149.9566 | 150.2022 | 150.445 | 150.6852 | 150.9228 | 151.1577 | 151.3901 | 151.6198 | 151.8471 | 152.0718 | 152.294 | 152.5137 | 152.731 | 152.9459 | 153.1584 | 153.3686 | 153.5764 | 153.7819 | 153.9851 | 151.9051
21BL | Water taken unbilled | Input | Ml/d | 2 | 4.4844 | 4.4844 | 4.4844 | 4.4844 | 4.4844 | 4.4844 | 4.4844 | 4.4844 | 4.4844 | 4.4844 | 4.4844 | 4.4844 | 4.4844 | 4.4844 | 4.4844 | 4.4844 | 4.4844 | 4.4844 | 4.4844 | 4.4844 | 4.4844 | 4.4844 | 4.4844 | 4.4844 | 4.4844 | 4.4844 | 4.4844 | 4.4844 | 4.4844 | 4.4844 | 4.4844 | 4.4844 | 4.4844 | 4.4844 | 4.4844 | 4.4844 | 4.4844 | 4.4844 | 4.4844 | 4.4844 | 4.4844 | 4.4844 | 4.4844 | 4.4844 | 4.4844 | 4.4844 | 4.4844 | 4.4844 | 4.4844 | 4.4844 | 4.4844 | 4.4844 | 4.4844 | 4.4844 | 4.4844 | 4.4844 | 4.4844 | 4.4844 | 4.4844 | 4.4844 | 4.4844
22BL | Distribution system operational use | Input | Ml/d | 2 | 3.1124 | 3.1124 | 3.1124 | 3.1124 | 3.1124 | 3.1124 | 3.1124 | 3.1124 | 3.1124 | 3.1124 | 3.1124 | 3.1124 | 3.1124 | 3.1124 | 3.1124 | 3.1124 | 3.1124 | 3.1124 | 3.1124 | 3.1124 | 3.1124 | 3.1124 | 3.1124 | 3.1124 | 3.1124 | 3.1124 | 3.1124 | 3.1124 | 3.1124 | 3.1124 | 3.1124 | 3.1124 | 3.1124 | 3.1124 | 3.1124 | 3.1124 | 3.1124 | 3.1124 | 3.1124 | 3.1124 | 3.1124 | 3.1124 | 3.1124 | 3.1124 | 3.1124 | 3.1124 | 3.1124 | 3.1124 | 3.1124 | 3.1124 | 3.1124 | 3.1124 | 3.1124 | 3.1124 | 3.1124 | 3.1124 | 3.1124 | 3.1124 | 3.1124 | 3.1124 | 3.1124
23BL | Measured Non Household - USPL | Input | Ml/d | 2 | 0.33481 | 0.32875 | 0.32919 | 0.32957 | 0.32989 | 0.33017 | 0.33039 | 0.33056 | 0.33069 | 0.33078 | 0.33082 | 0.33083 | 0.33079 | 0.33073 | 0.33062 | 0.33049 | 0.33033 | 0.33014 | 0.32992 | 0.32967 | 0.3294 | 0.32911 | 0.3288 | 0.32846 | 0.32811 | 0.32773 | 0.32734 | 0.32693 | 0.32651 | 0.32607 | 0.32561 | 0.32514 | 0.32466 | 0.32417 | 0.32367 | 0.32315 | 0.32263 | 0.32209 | 0.32155 | 0.32099 | 0.32043 | 0.31986 | 0.31929 | 0.3187 | 0.31812 | 0.31752 | 0.31692 | 0.31631 | 0.3157 | 0.31509 | 0.31447 | 0.31384 | 0.31321 | 0.31258 | 0.31195 | 0.31131 | 0.31067 | 0.31003 | 0.30938 | 0.30873 | 0.30808
24BL | Unmeasured Non Household - USPL | Input | Ml/d | 2 | 0.12884 | 0.12565 | 0.11964 | 0.11392 | 0.10848 | 0.1033 | 0.09836 | 0.093659 | 0.089184 | 0.084922 | 0.080864 | 0.076999 | 0.07332 | 0.069816 | 0.06648 | 0.063303 | 0.060278 | 0.057397 | 0.054655 | 0.052043 | 0.049556 | 0.047188 | 0.044933 | 0.042786 | 0.040741 | 0.038794 | 0.03694 | 0.035175 | 0.033494 | 0.031893 | 0.030369 | 0.028918 | 0.027536 | 0.02622 | 0.024967 | 0.023774 | 0.022638 | 0.021556 | 0.020526 | 0.019545 | 0.018611 | 0.017722 | 0.016875 | 0.016069 | 0.015301 | 0.01457 | 0.013873 | 0.01321 | 0.012579 | 0.011978 | 0.011406 | 0.010861 | 0.010342 | 0.0098474 | 0.0093768 | 0.0089287 | 0.0085021 | 0.0080958 | 0.0077089 | 0.0073405 | 0.0069897
25BL | Measured Household - USPL | Input | Ml/d | 2 | 3.9213 | 4.0624 | 4.2026 | 4.3246 | 4.4346 | 4.5268 | 4.581 | 4.6377 | 4.6967 | 4.7527 | 4.8056 | 4.8559 | 4.9054 | 4.9541 | 5.0021 | 5.0479 | 5.0922 | 5.1356 | 5.177 | 5.2176 | 5.2565 | 5.2938 | 5.3328 | 5.3701 | 5.4104 | 5.4503 | 5.4902 | 5.5299 | 5.5694 | 5.6086 | 5.6478 | 5.6868 | 5.7257 | 5.7645 | 5.8031 | 5.8416 | 5.8799 | 5.9182 | 5.9564 | 5.9945 | 6.0326 | 6.0705 | 6.1084 | 6.1463 | 6.1841 | 6.2218 | 6.2595 | 6.2972 | 6.3348 | 6.3724 | 6.4099 | 6.4475 | 6.485 | 6.5225 | 6.5599 | 6.5974 | 6.6348 | 6.6722 | 6.7096 | 6.747 | 6.7844
26BL | Unmeasured Household - USPL | Input | Ml/d | 2 | 7.2108 | 6.9643 | 6.6739 | 6.4015 | 6.143 | 5.9236 | 5.8432 | 5.771 | 5.7061 | 5.6478 | 5.5952 | 5.5477 | 5.5048 | 5.4661 | 5.431 | 5.3992 | 5.3705 | 5.3444 | 5.3207 | 5.2992 | 5.2797 | 5.262 | 5.2459 | 5.2312 | 5.2179 | 5.2058 | 5.1947 | 5.1847 | 5.1755 | 5.1672 | 5.1596 | 5.1527 | 5.1464 | 5.1407 | 5.1354 | 5.1306 | 5.1263 | 5.1223 | 5.1187 | 5.1154 | 5.1124 | 5.1096 | 5.1071 | 5.1049 | 5.1028 | 5.1009 | 5.0991 | 5.0975 | 5.0961 | 5.0948 | 5.0936 | 5.0925 | 5.0915 | 5.0906 | 5.0897 | 5.089 | 5.0883 | 5.0876 | 5.0871 | 5.0865 | 5.086
27BL | Void Properties - USPL | Input | Ml/d | 2 | 0.73324 | 0.56339 | 0.56339 | 0.56339 | 0.56339 | 0.56339 | 0.56339 | 0.56339 | 0.56339 | 0.56339 | 0.56339 | 0.56339 | 0.56339 | 0.56339 | 0.56339 | 0.56339 | 0.56339 | 0.56339 | 0.56339 | 0.56339 | 0.56339 | 0.56339 | 0.56339 | 0.56339 | 0.56339 | 0.56339 | 0.56339 | 0.56339 | 0.56339 | 0.56339 | 0.56339 | 0.56339 | 0.56339 | 0.56339 | 0.56339 | 0.56339 | 0.56339 | 0.56339 | 0.56339 | 0.56339 | 0.56339 | 0.56339 | 0.56339 | 0.56339 | 0.56339 | 0.56339 | 0.56339 | 0.56339 | 0.56339 | 0.56339 | 0.56339 | 0.56339 | 0.56339 | 0.56339 | 0.56339 | 0.56339 | 0.56339 | 0.56339 | 0.56339 | 0.56339 | 0.56339
28BL | Distribution losses | Input | Ml/d | 2 | 55.5579 | 53.0085 | 51.4252 | 59.4535 | 51.9012 | 52.3451 | 52.3731 | 52.3916 | 52.4009 | 52.4064 | 52.4091 | 52.4092 | 52.4038 | 52.3956 | 52.3845 | 52.3721 | 52.3589 | 52.3439 | 52.3283 | 52.3117 | 52.2938 | 52.2753 | 52.2548 | 52.2344 | 52.2097 | 52.184 | 52.1571 | 52.1295 | 52.1011 | 52.0721 | 52.0425 | 52.0122 | 51.9815 | 51.9503 | 51.9187 | 51.8867 | 51.8544 | 51.8217 | 51.7887 | 51.7554 | 51.7219 | 51.6881 | 51.6541 | 51.62 | 51.5856 | 51.5511 | 51.5164 | 51.4816 | 51.4467 | 51.4116 | 51.3765 | 51.3412 | 51.3058 | 51.2704 | 51.2349 | 51.1993 | 51.1636 | 51.1279 | 51.0921 | 51.0562 | 51.0203
29BL | Total Leakage | sum (23BL:28BL) | Ml/d | 2 | 67.887 | 65.053 | 63.3139 | 71.1865 | 63.4805 | 63.7923 | 63.7895 | 63.7879 | 63.7869 | 63.7859 | 63.7849 | 63.7841 | 63.7816 | 63.7797 | 63.7781 | 63.7764 | 63.7756 | 63.7748 | 63.774 | 63.7736 | 63.7724 | 63.7707 | 63.7705 | 63.7704 | 63.7702 | 63.77 | 63.7698 | 63.7696 | 63.7694 | 63.7692 | 63.7692 | 63.7692 | 63.7692 | 63.7692 | 63.7692 | 63.7692 | 63.7692 | 63.7692 | 63.7692 | 63.7692 | 63.7692 | 63.7692 | 63.7692 | 63.7692 | 63.7692 | 63.7692 | 63.7692 | 63.7692 | 63.7692 | 63.7692 | 63.7692 | 63.7692 | 63.7692 | 63.7692 | 63.7692 | 63.7692 | 63.7692 | 63.7692 | 63.7692 | 63.7692 | 63.7692
30BL | Leakage/property | (29BL * 1,000,000) / (36BL * 1,000) | l/prop/d | 2 | 108.9551 | 104.0114 | 100.2414 | 111.8432 | 99.105 | 99.0788 | 98.5943 | 98.0513 | 97.4536 | 96.881 | 96.3388 | 95.8192 | 95.2983 | 94.7799 | 94.2647 | 93.7728 | 93.2958 | 92.8271 | 92.3804 | 91.9418 | 91.5211 | 91.1182 | 90.6939 | 90.2893 | 89.8488 | 89.4123 | 88.9768 | 88.5455 | 88.1184 | 87.6953 | 87.2744 | 86.8574 | 86.4444 | 86.0353 | 85.63 | 85.2285 | 84.8307 | 84.4366 | 84.0461 | 83.6591 | 83.2757 | 82.8958 | 82.5193 | 82.1462 | 81.7764 | 81.4099 | 81.0467 | 80.6866 | 80.3298 | 79.976 | 79.6253 | 79.2777 | 78.9331 | 78.5914 | 78.2527 | 77.9168 | 77.5838 | 77.2537 | 76.9263 | 76.6016 | 76.2797
31BL | Measured Non Household - properties | Input | 000's | 2 | 41.747 | 40.991 | 41.0459 | 41.0934 | 41.134 | 41.1679 | 41.1956 | 41.2173 | 41.2333 | 41.2439 | 41.2494 | 41.25 | 41.246 | 41.2376 | 41.225 | 41.2084 | 41.1123 | 41.0164 | 40.9207 | 40.8252 | 40.73 | 40.635 | 40.5402 | 40.4456 | 40.3512 | 40.2571 | 40.1632 | 40.0695 | 39.976 | 39.8828 | 39.7897 | 39.6969 | 39.6043 | 39.5119 | 39.4197 | 39.3277 | 39.236 | 39.1444 | 39.0531 | 38.962 | 38.8711 | 38.7804 | 38.69 | 38.5997 | 38.5097 | 38.4198 | 38.3302 | 38.2408 | 38.1515 | 38.0625 | 37.9737 | 37.8851 | 37.7968 | 37.7086 | 37.6206 | 37.5328 | 37.4453 | 37.3579 | 37.2708 | 37.1838 | 37.0971
32BL | Unmeasured Non Household - properties | Input | 000's | 2 | 3.229 | 3.149 | 2.9985 | 2.8552 | 2.7188 | 2.5889 | 2.4652 | 2.3473 | 2.2352 | 2.1284 | 2.0267 | 1.9298 | 1.8376 | 1.7498 | 1.6662 | 1.5865 | 1.5865 | 1.5865 | 1.5865 | 1.5865 | 1.5865 | 1.5865 | 1.5865 | 1.5865 | 1.5865 | 1.5865 | 1.5865 | 1.5865 | 1.5865 | 1.5865 | 1.5865 | 1.5865 | 1.5865 | 1.5865 | 1.5865 | 1.5865 | 1.5865 | 1.5865 | 1.5865 | 1.5865 | 1.5865 | 1.5865 | 1.5865 | 1.5865 | 1.5865 | 1.5865 | 1.5865 | 1.5865 | 1.5865 | 1.5865 | 1.5865 | 1.5865 | 1.5865 | 1.5865 | 1.5865 | 1.5865 | 1.5865 | 1.5865 | 1.5865 | 1.5865 | 1.5865
33BL | All void non-households - properties | Input | 000's | 2 | 2.697 | 3.585 | 3.585 | 3.585 | 3.585 | 3.585 | 3.585 | 3.585 | 3.585 | 3.585 | 3.585 | 3.585 | 3.585 | 3.585 | 3.585 | 3.585 | 3.585 | 3.585 | 3.585 | 3.585 | 3.585 | 3.585 | 3.585 | 3.585 | 3.585 | 3.585 | 3.585 | 3.585 | 3.585 | 3.585 | 3.585 | 3.585 | 3.585 | 3.585 | 3.585 | 3.585 | 3.585 | 3.585 | 3.585 | 3.585 | 3.585 | 3.585 | 3.585 | 3.585 | 3.585 | 3.585 | 3.585 | 3.585 | 3.585 | 3.585 | 3.585 | 3.585 | 3.585 | 3.585 | 3.585 | 3.585 | 3.585 | 3.585 | 3.585 | 3.585 | 3.585
34BL | Measured households - properties (excl. void) | Year before + sum (34.1BL:34.6BL) | 000's | 2 | 378.997 | 392.636 | 406.185 | 417.977 | 428.6064 | 437.5173 | 442.7631 | 448.235 | 453.9369 | 459.3542 | 464.4639 | 469.3314 | 474.1143 | 478.8234 | 483.4591 | 487.8824 | 492.168 | 496.3605 | 500.3628 | 504.2855 | 508.0451 | 511.6471 | 515.4182 | 519.0293 | 522.9186 | 526.7789 | 530.6378 | 534.472 | 538.2836 | 542.0748 | 545.8654 | 549.639 | 553.3973 | 557.1416 | 560.8732 | 564.5932 | 568.3026 | 572.0024 | 575.6935 | 579.3765 | 583.0523 | 586.7215 | 590.3846 | 594.0422 | 597.6948 | 601.3428 | 604.9867 | 608.6267 | 612.2632 | 615.8966 | 619.5271 | 623.155 | 626.7804 | 630.4037 | 634.0249 | 637.6444 | 641.2621 | 644.8784 | 648.4932 | 652.1068 | 655.7192
34.1BL | New build properties - properties | Input (new builds in each year) | 000's | 2 | 0 | 4.32 | 6.269 | 4.966 | 4.1494 | 3.4119 | 3.231 | 3.6635 | 4.0764 | 3.954 | 3.7911 | 3.6777 | 3.7084 | 3.7378 | 3.7568 | 3.6275 | 3.5645 | 3.5387 | 3.4091 | 3.3843 | 3.2707 | 3.1577 | 3.3673 | 3.2438 | 3.5553 | 3.5563 | 3.5823 | 3.5823 | 3.5823 | 3.5823 | 3.6003 | 3.6003 | 3.6003 | 3.6003 | 3.6003 | 3.6003 | 3.6003 | 3.6003 | 3.6003 | 3.6003 | 3.6003 | 3.6003 | 3.6003 | 3.6003 | 3.6003 | 3.6003 | 3.6003 | 3.6003 | 3.6003 | 3.6003 | 3.6003 | 3.6003 | 3.6003 | 3.6003 | 3.6003 | 3.6003 | 3.6003 | 3.6003 | 3.6003 | 3.6003 | 3.6003
34.2BL | Meter optants - properties | Input (meter optants in each year) | 000's | 2 | 0 | 6.178 | 3.24 | 4.298 | 3.289 | 2.308 | 2.0148 | 1.8084 | 1.6256 | 1.4632 | 1.3187 | 1.1897 | 1.0745 | 0.97137 | 0.87887 | 0.79579 | 0.72108 | 0.65381 | 0.59316 | 0.53843 | 0.48899 | 0.44428 | 0.40383 | 0.3672 | 0.33401 | 0.30391 | 0.2766 | 0.25181 | 0.2293 | 0.20884 | 0.19025 | 0.17334 | 0.15796 | 0.14397 | 0.13123 | 0.11964 | 0.10908 | 0.099466 | 0.090707 | 0.082726 | 0.075454 | 0.068826 | 0.062784 | 0.057276 | 0.052254 | 0.047675 | 0.043499 | 0.03969 | 0.036216 | 0.033048 | 0.030158 | 0.027521 | 0.025115 | 0.02292 | 0.020918 | 0.019091 | 0.017424 | 0.015902 | 0.014514 | 0.013247 | 0.012091
34.3BL | Compulsory metering - properties | Input (compulsory meters in each year) | 000's | 2 | 0 | 0 | 0 | 0 | 0 | 0 | 0 | 0 | 0 | 0 | 0 | 0 | 0 | 0 | 0 | 0 | 0 | 0 | 0 | 0 | 0 | 0 | 0 | 0 | 0 | 0 | 0 | 0 | 0 | 0 | 0 | 0 | 0 | 0 | 0 | 0 | 0 | 0 | 0 | 0 | 0 | 0 | 0 | 0 | 0 | 0 | 0 | 0 | 0 | 0 | 0 | 0 | 0 | 0 | 0 | 0 | 0 | 0 | 0 | 0 | 0
34.4BL | Metering on change of occupancy - properties | Input (change of occupancy meters in each year) | 000's | 2 | 0 | 0 | 0 | 0 | 0 | 0 | 0 | 0 | 0 | 0 | 0 | 0 | 0 | 0 | 0 | 0 | 0 | 0 | 0 | 0 | 0 | 0 | 0 | 0 | 0 | 0 | 0 | 0 | 0 | 0 | 0 | 0 | 0 | 0 | 0 | 0 | 0 | 0 | 0 | 0 | 0 | 0 | 0 | 0 | 0 | 0 | 0 | 0 | 0 | 0 | 0 | 0 | 0 | 0 | 0 | 0 | 0 | 0 | 0 | 0 | 0
34.5BL | Selective metering - properties | Input (selective meters in each year) | 000's | 2 | 0 | 0 | 4.04 | 2.528 | 3.191 | 3.191 | 0 | 0 | 0 | 0 | 0 | 0 | 0 | 0 | 0 | 0 | 0 | 0 | 0 | 0 | 0 | 0 | 0 | 0 | 0 | 0 | 0 | 0 | 0 | 0 | 0 | 0 | 0 | 0 | 0 | 0 | 0 | 0 | 0 | 0 | 0 | 0 | 0 | 0 | 0 | 0 | 0 | 0 | 0 | 0 | 0 | 0 | 0 | 0 | 0 | 0 | 0 | 0 | 0 | 0 | 0
34.6BL | Other changes to existing metering - properties | Input (other changes to meters in each year) | 000's | 2 | 0 | 0 | 0 | 0 | 0 | 0 | 0 | 0 | 0 | 0 | 0 | 0 | 0 | 0 | 0 | 0 | 0 | 0 | 0 | 0 | 0 | 0 | 0 | 0 | 0 | 0 | 0 | 0 | 0 | 0 | 0 | 0 | 0 | 0 | 0 | 0 | 0 | 0 | 0 | 0 | 0 | 0 | 0 | 0 | 0 | 0 | 0 | 0 | 0 | 0 | 0 | 0 | 0 | 0 | 0 | 0 | 0 | 0 | 0 | 0 | 0
34.7BL | Measured household void properties | Input | 000's | 2 | 10.76 | 6.395 | 6.395 | 6.395 | 6.395 | 6.395 | 6.395 | 6.395 | 6.395 | 6.395 | 6.395 | 6.395 | 6.395 | 6.395 | 6.395 | 6.395 | 6.395 | 6.395 | 6.395 | 6.395 | 6.395 | 6.395 | 6.395 | 6.395 | 6.395 | 6.395 | 6.395 | 6.395 | 6.395 | 6.395 | 6.395 | 6.395 | 6.395 | 6.395 | 6.395 | 6.395 | 6.395 | 6.395 | 6.395 | 6.395 | 6.395 | 6.395 | 6.395 | 6.395 | 6.395 | 6.395 | 6.395 | 6.395 | 6.395 | 6.395 | 6.395 | 6.395 | 6.395 | 6.395 | 6.395 | 6.395 | 6.395 | 6.395 | 6.395 | 6.395 | 6.395
35BL | Unmeasured households - properties (excl. void) | Input | 000's | 2 | 180.723 | 174.545 | 167.265 | 160.439 | 153.959 | 148.46 | 146.4452 | 144.6368 | 143.0113 | 141.5481 | 140.2294 | 139.0397 | 137.9652 | 136.9938 | 136.1149 | 135.3191 | 134.598 | 133.9442 | 133.3511 | 132.8126 | 132.3237 | 131.8794 | 131.4755 | 131.1083 | 130.7743 | 130.4704 | 130.1938 | 129.942 | 129.7127 | 129.5039 | 129.3136 | 129.1403 | 128.9823 | 128.8384 | 128.7071 | 128.5875 | 128.4784 | 128.3789 | 128.2882 | 128.2055 | 128.1301 | 128.0612 | 127.9984 | 127.9412 | 127.8889 | 127.8412 | 127.7977 | 127.7581 | 127.7218 | 127.6888 | 127.6586 | 127.6311 | 127.606 | 127.5831 | 127.5622 | 127.5431 | 127.5256 | 127.5097 | 127.4952 | 127.482 | 127.4699
35.1BL | Unmeasured household void properties | Input | 000's | 2 | 4.92 | 4.14 | 4.14 | 4.14 | 4.14 | 4.14 | 4.14 | 4.14 | 4.14 | 4.14 | 4.14 | 4.14 | 4.14 | 4.14 | 4.14 | 4.14 | 4.14 | 4.14 | 4.14 | 4.14 | 4.14 | 4.14 | 4.14 | 4.14 | 4.14 | 4.14 | 4.14 | 4.14 | 4.14 | 4.14 | 4.14 | 4.14 | 4.14 | 4.14 | 4.14 | 4.14 | 4.14 | 4.14 | 4.14 | 4.14 | 4.14 | 4.14 | 4.14 | 4.14 | 4.14 | 4.14 | 4.14 | 4.14 | 4.14 | 4.14 | 4.14 | 4.14 | 4.14 | 4.14 | 4.14 | 4.14 | 4.14 | 4.14 | 4.14 | 4.14 | 4.14
36BL | Total Resource Zone Properties (incl. voids) | sum (31BL:34BL) + 34.7BL + 35BL + 35.1BL | 000's | 2 | 623.073 | 625.441 | 631.6144 | 636.4846 | 640.5381 | 643.8541 | 646.9891 | 650.5564 | 654.5367 | 658.3945 | 662.0894 | 665.6709 | 669.283 | 672.9246 | 676.5852 | 680.1165 | 683.5849 | 687.0277 | 690.3411 | 693.6299 | 696.8053 | 699.868 | 703.1405 | 706.2898 | 709.7507 | 713.2129 | 716.7014 | 720.19 | 723.6789 | 727.1679 | 730.6752 | 734.1827 | 737.6905 | 741.1984 | 744.7066 | 748.2149 | 751.7235 | 755.2323 | 758.7414 | 762.2506 | 765.76 | 769.2697 | 772.7795 | 776.2896 | 779.7999 | 783.3104 | 786.8211 | 790.332 | 793.8432 | 797.3545 | 800.866 | 804.3778 | 807.8897 | 811.4019 | 814.9143 | 818.4268 | 821.9396 | 825.4526 | 828.9658 | 832.4792 | 835.9928
37BL | Measured Non Household - Population | Input | 000's | 2 | 21.3896 | 22.2626 | 23.1315 | 23.9705 | 24.7809 | 25.5706 | 26.341 | 27.0924 | 27.8257 | 28.5425 | 29.2526 | 29.9573 | 30.6552 | 31.3437 | 32.0246 | 32.7108 | 32.7108 | 32.7108 | 32.7108 | 32.7108 | 32.7108 | 32.7108 | 32.7108 | 32.7108 | 32.7108 | 32.7108 | 32.7108 | 32.7108 | 32.7108 | 32.7108 | 32.7108 | 32.7108 | 32.7108 | 32.7108 | 32.7108 | 32.7108 | 32.7108 | 32.7108 | 32.7108 | 32.7108 | 32.7108 | 32.7108 | 32.7108 | 32.7108 | 32.7108 | 32.7108 | 32.7108 | 32.7108 | 32.7108 | 32.7108 | 32.7108 | 32.7108 | 32.7108 | 32.7108 | 32.7108 | 32.7108 | 32.7108 | 32.7108 | 32.7108 | 32.7108 | 32.7108
38BL | Unmeasured Non Household - Population | Input | 000's | 2 | 19.1986 | 18.1841 | 17.5562 | 16.9598 | 16.5243 | 16.1212 | 15.7243 | 15.3451 | 15.0004 | 14.8607 | 14.746 | 14.6042 | 14.408 | 14.2493 | 14.3588 | 14.4281 | 15.1093 | 15.7231 | 16.3882 | 17.2683 | 17.9672 | 18.5344 | 19.0244 | 19.4954 | 20.0036 | 20.6367 | 21.2698 | 21.9029 | 22.536 | 23.1691 | 23.8022 | 24.4353 | 25.0684 | 25.7015 | 26.3346 | 26.9677 | 27.6008 | 28.2339 | 28.867 | 29.5001 | 30.1331 | 30.7662 | 31.3993 | 32.0324 | 32.6655 | 33.2986 | 33.9317 | 34.5648 | 35.1979 | 35.831 | 36.4641 | 37.0972 | 37.7303 | 38.3634 | 38.9965 | 39.6296 | 40.2627 | 40.8958 | 41.5289 | 42.162 | 42.7951
39BL | Measured Household - Population | Input | 000's | 2 | 811.7086 | 824.2568 | 851.6055 | 875.04 | 896.7477 | 914.9816 | 923.3157 | 932.1181 | 941.0726 | 949.3684 | 957.1428 | 964.4488 | 971.5349 | 978.3827 | 985.0329 | 991.3693 | 997.6206 | 1003.6557 | 1009.4327 | 1015.0594 | 1020.6154 | 1025.9738 | 1031.642 | 1037.1558 | 1042.7473 | 1048.2662 | 1053.7809 | 1059.2358 | 1064.6354 | 1069.9839 | 1075.3272 | 1080.6267 | 1085.8856 | 1091.1068 | 1096.2929 | 1101.4464 | 1106.5695 | 1111.6641 | 1116.7322 | 1121.7754 | 1126.7952 | 1131.7932 | 1136.7706 | 1141.7286 | 1146.6683 | 1151.5908 | 1156.4969 | 1161.3876 | 1166.2637 | 1171.1259 | 1175.9748 | 1180.8111 | 1185.6353 | 1190.4481 | 1195.2499 | 1200.0412 | 1204.8224 | 1209.5938 | 1214.356 | 1219.1091 | 1242.4965
40BL | Unmeasured Household - Population | Input | 000's | 2 | 498.3715 | 492.223 | 472.2328 | 455.4995 | 438.8276 | 424.0091 | 418.9673 | 414.2698 | 409.7397 | 405.5082 | 401.6258 | 398.0238 | 394.6343 | 391.4205 | 388.3815 | 385.5764 | 383.0127 | 380.5862 | 378.3496 | 376.2396 | 374.3427 | 372.596 | 370.9171 | 369.389 | 367.7498 | 366.1793 | 364.6752 | 363.2308 | 361.8416 | 360.5033 | 359.2133 | 357.9672 | 356.7616 | 355.5936 | 354.4608 | 353.3606 | 352.2909 | 351.2495 | 350.2348 | 349.2449 | 348.2783 | 347.3337 | 346.4096 | 345.5049 | 344.6185 | 343.7494 | 342.8965 | 342.0591 | 341.2364 | 340.4275 | 339.6319 | 338.8489 | 338.078 | 337.3185 | 336.57 | 335.8321 | 335.1042 | 334.386 | 333.6772 | 332.9774 | 337.3481
41BL | Total Resource Zone Population | sum (37BL:40BL) | 000's | 2 | 1350.6683 | 1356.9264 | 1364.526 | 1371.4698 | 1376.8806 | 1380.6826 | 1384.3483 | 1388.8253 | 1393.6384 | 1398.2798 | 1402.7672 | 1407.0341 | 1411.2324 | 1415.3963 | 1419.7979 | 1424.0846 | 1428.4534 | 1432.6758 | 1436.8813 | 1441.278 | 1445.636 | 1449.8149 | 1454.2943 | 1458.7509 | 1463.2114 | 1467.793 | 1472.4367 | 1477.0803 | 1481.7238 | 1486.3671 | 1491.0535 | 1495.7399 | 1500.4263 | 1505.1127 | 1509.7991 | 1514.4855 | 1519.1719 | 1523.8583 | 1528.5447 | 1533.2311 | 1537.9175 | 1542.6039 | 1547.2904 | 1551.9768 | 1556.6632 | 1561.3496 | 1566.036 | 1570.7224 | 1575.4088 | 1580.0952 | 1584.7816 | 1589.468 | 1594.1544 | 1598.8408 | 1603.5272 | 1608.2136 | 1612.9 | 1617.5864 | 1622.2728 | 1626.9592 | 1655.3504
42BL | Average household occupancy rate (excl. voids) | (39BL + 40BL) / (34BL + 35BL) | h/prop | 1 | 2.3406 | 2.3211 | 2.3086 | 2.3003 | 2.2926 | 2.2851 | 2.2781 | 2.271 | 2.2629 | 2.2547 | 2.247 | 2.2395 | 2.232 | 2.2244 | 2.2167 | 2.2095 | 2.2028 | 2.1961 | 2.1899 | 2.1838 | 2.1784 | 2.1733 | 2.1681 | 2.1635 | 2.1577 | 2.1521 | 2.1465 | 2.1409 | 2.1355 | 2.13 | 2.1247 | 2.1194 | 2.1141 | 2.109 | 2.1038 | 2.0987 | 2.0937 | 2.0887 | 2.0838 | 2.0789 | 2.0741 | 2.0693 | 2.0646 | 2.0599 | 2.0553 | 2.0507 | 2.0462 | 2.0417 | 2.0372 | 2.0328 | 2.0284 | 2.0241 | 2.0198 | 2.0156 | 2.0114 | 2.0072 | 2.0031 | 1.999 | 1.9949 | 1.9909 | 2.0172
43BL | Total Household Metering penetration (excl. voids) | 34BL / (34BL + 35BL) | % | 1 | 67.71% | 69.23% | 70.83% | 72.26% | 73.57% | 74.66% | 75.15% | 75.6% | 76.04% | 76.44% | 76.81% | 77.15% | 77.46% | 77.75% | 78.03% | 78.29% | 78.52% | 78.75% | 78.96% | 79.15% | 79.34% | 79.51% | 79.68% | 79.83% | 79.99% | 80.15% | 80.3% | 80.44% | 80.58% | 80.72% | 80.85% | 80.97% | 81.1% | 81.22% | 81.34% | 81.45% | 81.56% | 81.67% | 81.78% | 81.88% | 81.98% | 82.08% | 82.18% | 82.28% | 82.37% | 82.47% | 82.56% | 82.65% | 82.74% | 82.83% | 82.91% | 83% | 83.08% | 83.17% | 83.25% | 83.33% | 83.41% | 83.49% | 83.57% | 83.65% | 83.72%
44BL | Total Household Metering penetration (incl. voids) | (34BL) / (34BL + 34.7BL + 35BL + 35.1BL) | % | 1 | 65.87% | 67.96% | 69.55% | 70.97% | 72.27% | 73.35% | 73.83% | 74.28% | 74.72% | 75.13% | 75.49% | 75.83% | 76.15% | 76.45% | 76.73% | 76.99% | 77.23% | 77.45% | 77.67% | 77.87% | 78.05% | 78.23% | 78.4% | 78.56% | 78.73% | 78.88% | 79.04% | 79.19% | 79.33% | 79.47% | 79.61% | 79.74% | 79.87% | 79.99% | 80.11% | 80.23% | 80.35% | 80.46% | 80.57% | 80.68% | 80.79% | 80.89% | 80.99% | 81.1% | 81.2% | 81.29% | 81.39% | 81.48% | 81.58% | 81.67% | 81.76% | 81.85% | 81.94% | 82.03% | 82.11% | 82.2% | 82.28% | 82.37% | 82.45% | 82.53% | 82.61%
45BL | Distribution input | sum (12BL:15BL) +21BL + 22BL + 27BL + 28BL | Ml/d | 2 | 344.4862 | 333.4912 | 339.9556 | 351.8368 | 344.6698 | 345.294 | 345.6433 | 346.1118 | 346.6764 | 347.3673 | 348.0067 | 348.6653 | 349.2972 | 349.8362 | 350.4816 | 351.1196 | 351.7862 | 352.4334 | 353.1074 | 353.852 | 354.4612 | 355.0377 | 355.6454 | 356.1979 | 356.8594 | 357.5162 | 358.2011 | 359.1009 | 359.9981 | 360.8921 | 361.7892 | 362.6836 | 363.5751 | 364.4637 | 365.3493 | 366.2636 | 367.2379 | 368.2104 | 369.1815 | 370.1501 | 371.1173 | 372.082 | 373.0454 | 374.0063 | 374.9657 | 375.9233 | 376.8789 | 377.8326 | 378.7843 | 379.7342 | 380.6821 | 381.6282 | 382.5723 | 383.5152 | 384.4556 | 385.3942 | 386.3315 | 387.2664 | 388.2001 | 389.1319 | 390.1129
46BL | Target headroom (climate change component) | Input | Ml/d | 2 | 0 | 0 | 0 | 0 | 0 | 0 | 0 | 0 | 0 | 0 | 0 | 0 | 0 | 0 | 0 | 0 | 0 | 0 | 0 | 0 | 0 | 0 | 0 | 0 | 0 | 0 | 0 | 0 | 0 | 0 | 0 | 0 | 0 | 0 | 0 | 0 | 0 | 0 | 0 | 0 | 0 | 0 | 0 | 0 | 0 | 0 | 0 | 0 | 0 | 0 | 0 | 0 | 0 | 0 | 0 | 0 | 0 | 0 | 0 | 0 | 0
47BL | Target headroom (All other components) | Input | Ml/d | 2 | 14.41 | 13.9515 | 14.2205 | 14.4166 | 14.4171 | 14.4432 | 14.4579 | 14.4775 | 14.5011 | 14.53 | 14.5567 | 14.5843 | 14.6107 | 14.6332 | 14.6602 | 14.6869 | 14.7148 | 14.7419 | 14.7701 | 14.8012 | 14.8267 | 14.8508 | 14.8762 | 14.8993 | 14.927 | 14.9545 | 14.9831 | 15.0208 | 15.0583 | 15.0957 | 15.1332 | 15.1706 | 15.2079 | 15.2451 | 15.2821 | 15.3204 | 15.3611 | 15.4018 | 15.4424 | 15.4829 | 15.5234 | 15.5638 | 15.6041 | 15.6442 | 15.6844 | 15.7244 | 15.7644 | 15.8043 | 15.8441 | 15.8838 | 15.9235 | 15.9631 | 16.0026 | 16.042 | 16.0813 | 16.1206 | 16.1598 | 16.1989 | 16.238 | 16.2769 | 16.318
48BL | Target Headroom | 46BL + 47BL | Ml/d | 2 | 14.41 | 13.9515 | 14.2205 | 14.4166 | 14.4171 | 14.4432 | 14.4579 | 14.4775 | 14.5011 | 14.53 | 14.5567 | 14.5843 | 14.6107 | 14.6332 | 14.6602 | 14.6869 | 14.7148 | 14.7419 | 14.7701 | 14.8012 | 14.8267 | 14.8508 | 14.8762 | 14.8993 | 14.927 | 14.9545 | 14.9831 | 15.0208 | 15.0583 | 15.0957 | 15.1332 | 15.1706 | 15.2079 | 15.2451 | 15.2821 | 15.3204 | 15.3611 | 15.4018 | 15.4424 | 15.4829 | 15.5234 | 15.5638 | 15.6041 | 15.6442 | 15.6844 | 15.7244 | 15.7644 | 15.8043 | 15.8441 | 15.8838 | 15.9235 | 15.9631 | 16.0026 | 16.042 | 16.0813 | 16.1206 | 16.1598 | 16.1989 | 16.238 | 16.2769 | 16.318
49BL | Available Headroom | 11BL - 45BL | Ml/d | 2 | 39.7329 | 50.6158 | 44.1015 | 32.0555 | 38.8384 | 37.6078 | 29.7155 | 28.8577 | 27.9991 | 27.0272 | 26.1198 | 18.2028 | 17.3642 | 16.6541 | 15.8549 | 15.0632 | -34.6993 | -35.4743 | -36.2763 | -37.1319 | -37.851 | -40.2642 | -40.9433 | -44.3495 | -45.0829 | -45.8139 | -46.5604 | -47.5219 | -48.481 | -49.4368 | -50.3889 | -53.2898 | -54.2368 | -55.181 | -56.1222 | -57.092 | -58.1219 | -59.1599 | -60.1866 | -61.2107 | -62.2335 | -63.2538 | -64.2728 | -65.2892 | -66.3043 | -67.3174 | -68.3285 | -69.3378 | -70.3451 | -71.3605 | -72.3641 | -73.3657 | -74.3654 | -75.3638 | -76.3598 | -77.3539 | -78.3468 | -79.3372 | -80.3264 | -81.3138 | -82.3503
49.1BL | Available non-potable balance (if applicable) | 1.1BL -12.1BL | Ml/d | 2 | 0 | 0 | 0 | 0 | 0 | 0 | 0 | 0 | 0 | 0 | 0 | 0 | 0 | 0 | 0 | 0 | 0 | 0 | 0 | 0 | 0 | 0 | 0 | 0 | 0 | 0 | 0 | 0 | 0 | 0 | 0 | 0 | 0 | 0 | 0 | 0 | 0 | 0 | 0 | 0 | 0 | 0 | 0 | 0 | 0 | 0 | 0 | 0 | 0 | 0 | 0 | 0 | 0 | 0 | 0 | 0 | 0 | 0 | 0 | 0 | 0
50BL | Supply Demand Balance | 49BL - 48BL | Ml/d | 2 | 25.3229 | 36.6643 | 29.881 | 17.6388 | 24.4212 | 23.1646 | 15.2577 | 14.3802 | 13.498 | 12.4972 | 11.5631 | 3.6185 | 2.7535 | 2.0209 | 1.1946 | 0.37625 | -49.4142 | -50.2162 | -51.0463 | -51.9331 | -52.6777 | -55.115 | -55.8195 | -59.2488 | -60.0099 | -60.7684 | -61.5435 | -62.5427 | -63.5393 | -64.5325 | -65.5222 | -68.4604 | -69.4447 | -70.4261 | -71.4043 | -72.4124 | -73.483 | -74.5617 | -75.629 | -76.6937 | -77.7569 | -78.8176 | -79.8768 | -80.9335 | -81.9886 | -83.0418 | -84.093 | -85.1421 | -86.1892 | -87.2444 | -88.2875 | -89.3287 | -90.368 | -91.4058 | -92.4411 | -93.4745 | -94.5066 | -95.5361 | -96.5644 | -97.5907 | -98.6683
Table 3b: DYAA - Final plan Options
WRMP24 reference | Option type | Cat ID | Unit | Decimal places | 2019-20 | 2020-21 | 2021-22 | 2022-23 | 2023-24 | 2024-25 | 2025-26 | 2026-27 | 2027-28 | 2028-29 | 2029-30 | 2030-31 | 2031-32 | 2032-33 | 2033-34 | 2034-35 | 2035-36 | 2036-37 | 2037-38 | 2038-39 | 2039-40 | 2040-41 | 2041-42 | 2042-43 | 2043-44 | 2044-45 | 2045-46 | 2046-47 | 2047-48 | 2048-49 | 2049-50 | 2050-51 | 2051-52 | 2052-53 | 2053-54 | 2054-55 | 2055-56 | 2056-57 | 2057-58 | 2058-59 | 2059-60 | 2060-61 | 2061-62 | 2062-63 | 2063-64 | 2064-65 | 2065-66 | 2066-67 | 2067-68 | 2068-69 | 2069-70 | 2070-71 | 2071-72 | 2072-73 | 2073-74 | 2074-75 | 2075-76 | 2076-77 | 2077-78 | 2078-79 | 2079-80 | 2080-81 | 2081-82 | 2082-83 | 2083-84 | 2084-85 | 2085-86 | 2086-87 | 2087-88 | 2088-89 | 2089-90 | 2090-91 | 2091-92 | 2092-93 | 2093-94 | 2094-95 | 2095-96 | 2096-97 | 2097-98 | 2098-99 | 2099-100
1.11FP | Non potable supplies input reductions as -ve and increases as +ve | RSNPS | Ml/d | 2 | 0 | 0 | 0 | 0 | 0 | 0 | 0 | 0 | 0 | 0 | 0 | 0 | 0 | 0 | 0 | 0 | 0 | 0 | 0 | 0 | 0 | 0 | 0 | 0 | 0 | 0 | 0 | 0 | 0 | 0 | 0 | 0 | 0 | 0 | 0 | 0 | 0 | 0 | 0 | 0 | 0 | 0 | 0 | 0 | 0 | 0 | 0 | 0 | 0 | 0 | 0 | 0 | 0 | 0 | 0 | 0 | 0 | 0 | 0 | 0 | 0
2.1FP | Raw water imports input reductions as -ve | RSRWI | Ml/d | 2 | 0 | 0 | 0 | 0 | 0 | 0 | 0 | 0 | 0 | 0 | 0 | 0 | 0 | 0 | 0 | 0 | 0 | 0 | 0 | 0 | 0 | 0 | 0 | 0 | 0 | 0 | 0 | 0 | 0 | 0 | 0 | 0 | 0 | 0 | 0 | 0 | 0 | 0 | 0 | 0 | 0 | 0 | 0 | 0 | 0 | 0 | 0 | 0 | 0 | 0 | 0 | 0 | 0 | 0 | 0 | 0 | 0 | 0 | 0 | 0 | 0
3.1FP | Potable water imports input reductions as -ve | RSPWI | Ml/d | 2 | 0 | 0 | 0 | 0 | 0 | 0 | 0 | 0 | 0 | 0 | 0 | 0 | 0 | 0 | 4 | 4 | 17 | 17 | 17 | 17 | 17 | 17 | 17 | 17 | 17 | 17 | 17 | 17 | 17 | 17 | 17 | 17 | 17 | 17 | 17 | 17 | 17 | 17 | 17 | 17 | 17 | 17 | 17 | 17 | 17 | 17 | 17 | 17 | 17 | 17 | 17 | 17 | 17 | 17 | 17 | 17 | 17 | 17 | 17 | 17 | 17
4.1FP | Raw water exports input reductions as +ve and increases as -ve | RSRWE | Ml/d | 2 | 0 | 0 | 0 | 0 | 0 | 0 | 0 | 0 | 0 | 0 | 0 | 0 | 0 | 0 | 0 | 0 | 0 | 0 | 0 | 0 | 0 | 0 | 0 | 0 | 0 | 0 | 0 | 0 | 0 | 0 | 0 | 0 | 0 | 0 | 0 | 0 | 0 | 0 | 0 | 0 | 0 | 0 | 0 | 0 | 0 | 0 | 0 | 0 | 0 | 0 | 0 | 0 | 0 | 0 | 0 | 0 | 0 | 0 | 0 | 0 | 0
5.1FP | Potable water exports input reductions as +ve and increases as -ve | RSPWE | Ml/d | 2 | 0 | 0 | 0 | 0 | 0 | 0 | 0 | 0 | 0 | 0 | 0 | 0 | 0 | 0 | 0 | 0 | -13 | -13 | -13 | -13 | -13 | -13 | -13 | -13 | -13 | -13 | -13 | -13 | -13 | -13 | -13 | -13 | -13 | -13 | -13 | -13 | -13 | -13 | -13 | -13 | -13 | -13 | -13 | -13 | -13 | -13 | -13 | -13 | -13 | -13 | -13 | -13 | -13 | -13 | -13 | -13 | -13 | -13 | -13 | -13 | -13
6.2FP | DO benefit from increase raw water abstractions | RSRWA | Ml/d | 2 | 0 | 0 | 0 | 0 | 0 | 0 | 0 | 0 | 0 | 0 | 0 | 0 | 0 | 0 | 0 | 0 | 2.5 | 2.5 | 2.5 | 2.5 | 2.5 | 2.5 | 2.5 | 2.5 | 2.5 | 2.5 | 2.5 | 2.5 | 2.5 | 2.5 | 2.5 | 2.5 | 2.5 | 2.5 | 2.5 | 2.5 | 2.5 | 2.5 | 2.5 | 2.5 | 2.5 | 2.5 | 2.5 | 2.5 | 2.91 | 2.91 | 2.91 | 2.91 | 2.91 | 2.91 | 2.91 | 2.91 | 2.91 | 2.91 | 2.91 | 2.91 | 2.91 | 2.91 | 2.91 | 2.91 | 2.91
6.3FP | Other options to increase deployable output | RSIPO | Ml/d | 2 | 0 | 0 | 0 | 0 | 0 | 0 | 4.03 | 4.03 | 4.03 | 4.03 | 4.03 | 9.03 | 9.03 | 9.03 | 9.03 | 9.03 | 9.03 | 9.03 | 9.03 | 9.03 | 9.03 | 5 | 5 | 5 | 5 | 5 | 5 | 5 | 5 | 5 | 5 | 5 | 5 | 5 | 5 | 5 | 5 | 5 | 5 | 5 | 5 | 5 | 5 | 5 | 7.5 | 7.5 | 7.5 | 7.5 | 7.5 | 7.5 | 7.5 | 7.5 | 7.5 | 7.5 | 7.5 | 7.5 | 7.5 | 7.5 | 7.5 | 7.5 | 7.5
7.01FP | DO benefit from supply side drought measures | RSDPS | Ml/d | 2 | 0 | 0 | 0 | 0 | 0 | 0 | 2.18 | 2.18 | 2.18 | 2.18 | 2.18 | 2.18 | 2.18 | 2.18 | 2.18 | 2.18 | 2.18 | 2.18 | 2.18 | 2.18 | 2.18 | 2.18 | 2.18 | 2.18 | 2.18 | 2.18 | 2.18 | 2.18 | 2.18 | 2.18 | 2.18 | 2.18 | 0 | 0 | 0 | 0 | 0 | 0 | 0 | 0 | 0 | 0 | 0 | 0 | 0 | 0 | 0 | 0 | 0 | 0 | 0 | 0 | 0 | 0 | 0 | 0 | 0 | 0 | 0 | 0 | 0
7.02FP | Benefit from demand side drought measures | RSDPD | Ml/d | 2 | 0 | 0 | 0 | 0 | 0 | 0 | 13.11 | 13.11 | 13.11 | 13.11 | 13.11 | 13.11 | 13.11 | 13.11 | 13.11 | 13.11 | 13.11 | 13.11 | 13.11 | 13.11 | 13.11 | 13.11 | 13.11 | 13.11 | 13.11 | 13.11 | 13.11 | 13.11 | 13.11 | 13.11 | 13.11 | 13.11 | 13.11 | 13.11 | 13.11 | 13.11 | 13.11 | 13.11 | 13.11 | 13.11 | 13.11 | 13.11 | 13.11 | 13.11 | 13.11 | 13.11 | 13.11 | 13.11 | 13.11 | 13.11 | 13.11 | 13.11 | 13.11 | 13.11 | 13.11 | 13.11 | 13.11 | 13.11 | 13.11 | 13.11 | 13.11
8.1FP | Reduce raw water losses and operational use input as -ve | RSLOU | Ml/d | 2 | 0 | 0 | 0 | 0 | 0 | 0 | 0 | 0 | 0 | 0 | 0 | 0 | 0 | 0 | 0 | 0 | 0 | 0 | 0 | 0 | 0 | 0 | 0 | 0 | 0 | 0 | 0 | 0 | 0 | 0 | 0 | 0 | 0 | 0 | 0 | 0 | 0 | 0 | 0 | 0 | 0 | 0 | 0 | 0 | 0 | 0 | 0 | 0 | 0 | 0 | 0 | 0 | 0 | 0 | 0 | 0 | 0 | 0 | 0 | 0 | 0
8.2FP | Reduce treatment works losses input as -ve | PSTWL | Ml/d | 2 | 0 | 0 | 0 | 0 | 0 | 0 | 0 | 0 | 0 | 0 | 0 | 0 | 0 | 0 | 0 | 0 | 0 | 0 | 0 | 0 | 0 | 0 | 0 | 0 | 0 | 0 | 0 | 0 | 0 | 0 | 0 | 0 | 0 | 0 | 0 | 0 | 0 | 0 | 0 | 0 | 0 | 0 | 0 | 0 | 0 | 0 | 0 | 0 | 0 | 0 | 0 | 0 | 0 | 0 | 0 | 0 | 0 | 0 | 0 | 0 | 0
9.1FP | Reduce outages input as -ve | PSROU | Ml/d | 2 | 0 | 0 | 0 | 0 | 0 | 0 | 0 | 0 | 0 | 0 | 0 | 0 | 0 | 0 | 0 | 0 | 0 | 0 | 0 | 0 | 0 | 0 | 0 | 0 | 0 | 0 | 0 | 0 | 0 | 0 | 0 | 0 | 0 | 0 | 0 | 0 | 0 | 0 | 0 | 0 | 0 | 0 | 0 | 0 | 0 | 0 | 0 | 0 | 0 | 0 | 0 | 0 | 0 | 0 | 0 | 0 | 0 | 0 | 0 | 0 | 0
12.2FP | Change volume delivered to measured non households input reductions as -ve, line to include both measured non-household consumption and USPL options | CVMNH | Ml/d | 2 | 0 | 0 | 0 | 0 | 0 | 0 | -0.56191 | -1.671 | -2.7517 | -3.8048 | -4.8322 | -5.5854 | -6.0798 | -6.5776 | -7.0785 | -7.5818 | -7.8619 | -7.9106 | -7.9478 | -7.9711 | -7.9828 | -7.9888 | -7.9944 | -7.9996 | -8.0054 | -8.011 | -8.016 | -8.0203 | -8.0245 | -8.0286 | -8.0329 | -7.956 | -7.802 | -7.6551 | -7.5143 | -7.3796 | -7.2512 | -7.128 | -7.0102 | -6.8978 | -6.79 | -6.6868 | -6.588 | -6.4938 | -6.4033 | -6.3167 | -6.2339 | -6.1546 | -6.0786 | -6.0059 | -5.9362 | -5.8695 | -5.8056 | -5.7443 | -5.6856 | -5.6294 | -5.5756 | -5.524 | -5.4745 | -5.4272 | -2.8338
13.1FP | Change volume delivered to unmeasured non households input reductions as -ve, line to include both unmeasured non-household consumption and USPL options | CVUNH | Ml/d | 2 | 0 | 0 | 0 | 0 | 0 | 0 | -0.043147 | -0.12755 | -0.20828 | -0.28546 | -0.35927 | -0.48331 | -0.66188 | -0.84584 | -1.035 | -1.229 | -1.33 | -1.3348 | -1.3386 | -1.3412 | -1.3426 | -1.3438 | -1.3448 | -1.3458 | -1.3469 | -1.348 | -1.3489 | -1.3498 | -1.3506 | -1.3514 | -1.3522 | -1.3525 | -1.3524 | -1.3524 | -1.3524 | -1.3525 | -1.3527 | -1.3529 | -1.3531 | -1.3535 | -1.3538 | -1.3542 | -1.3546 | -1.3551 | -1.3555 | -1.356 | -1.3566 | -1.3571 | -1.3576 | -1.3582 | -1.3588 | -1.3593 | -1.3599 | -1.3605 | -1.3611 | -1.3616 | -1.3622 | -1.3628 | -1.3634 | -1.3639 | -1.3642
14.1FP | Change volume delivered to measured households input reductions as -ve, line to include both measured household consumption and USPL options | CVMHH | Ml/d | 2 | 0 | 0 | 0 | 0 | 0 | 0 | -1.2946 | -3.8529 | -6.3617 | -8.8173 | -11.2339 | -14.3117 | -17.9537 | -21.4372 | -24.7832 | -28.008 | -31.1933 | -34.338 | -37.2495 | -39.3336 | -40.661 | -41.9307 | -43.2026 | -44.4781 | -45.7609 | -47.0509 | -48.3486 | -49.6451 | -50.947 | -52.2546 | -53.5745 | -53.98 | -53.5496 | -53.2701 | -53.1178 | -53.0893 | -53.1816 | -53.3738 | -53.6644 | -54.0524 | -54.5189 | -55.0642 | -55.6825 | -56.3748 | -57.1242 | -57.9201 | -58.7586 | -59.6485 | -60.5864 | -61.5693 | -62.5941 | -63.6583 | -64.7594 | -65.8951 | -67.0634 | -68.2623 | -69.49 | -70.745 | -72.0257 | -73.3308 | -74.6417
15.1FP | Change volume delivered to unmeasured households input reductions as -ve, line to include both unmeasured household consumption and USPL options | CVUHH | Ml/d | 2 | 0 | 0 | 0 | 0 | 0 | 0 | -0.073207 | -0.2879 | -0.61392 | -1.0116 | -1.4751 | -1.9992 | -2.6035 | -3.2786 | -4.0133 | -4.7618 | -5.5135 | -6.14 | -6.6331 | -7.0054 | -7.2761 | -7.4766 | -7.5996 | -7.6606 | -7.7065 | -7.7406 | -7.7809 | -7.8188 | -7.8573 | -7.8964 | -7.939 | -7.9771 | -8.0139 | -8.0547 | -8.0929 | -8.1318 | -8.1745 | -8.2144 | -8.2549 | -8.2991 | -8.3404 | -8.3819 | -8.4238 | -8.4696 | -8.5121 | -8.5471 | -8.5747 | -8.6021 | -8.6294 | -8.6566 | -8.6837 | -8.7107 | -8.7374 | -8.7641 | -8.7905 | -8.8168 | -8.8429 | -8.8688 | -8.8945 | -8.92 | -8.944
21.1FP | Options to reduce water taken unbilled input as -ve | CSWTU | Ml/d | 2 | 0 | 0 | 0 | 0 | 0 | 0 | 0 | 0 | 0 | 0 | 0 | 0 | 0 | 0 | 0 | 0 | 0 | 0 | 0 | 0 | 0 | 0 | 0 | 0 | 0 | 0 | 0 | 0 | 0 | 0 | 0 | 0 | 0 | 0 | 0 | 0 | 0 | 0 | 0 | 0 | 0 | 0 | 0 | 0 | 0 | 0 | 0 | 0 | 0 | 0 | 0 | 0 | 0 | 0 | 0 | 0 | 0 | 0 | 0 | 0 | 0
22.1FP | Reduce distribution system operational use (DSOU) input as -ve | DSDOU | Ml/d | 2 | 0 | 0 | 0 | 0 | 0 | 0 | 0 | 0 | 0 | 0 | 0 | 0 | 0 | 0 | 0 | 0 | 0 | 0 | 0 | 0 | 0 | 0 | 0 | 0 | 0 | 0 | 0 | 0 | 0 | 0 | 0 | 0 | 0 | 0 | 0 | 0 | 0 | 0 | 0 | 0 | 0 | 0 | 0 | 0 | 0 | 0 | 0 | 0 | 0 | 0 | 0 | 0 | 0 | 0 | 0 | 0 | 0 | 0 | 0 | 0 | 0
23.1FP | Options impacting on measured Non Household - USPL input reductions as -ve | CUMNH | Ml/d | 2 | 0 | 0 | 0 | 0 | 0 | 0 | -0.0025753 | -0.01031 | -0.02364 | -0.041728 | -0.065048 | -0.093051 | -0.12369 | -0.15741 | -0.19468 | -0.23472 | -0.272 | -0.30111 | -0.32204 | -0.32967 | -0.3294 | -0.32911 | -0.3288 | -0.32846 | -0.32811 | -0.32773 | -0.32734 | -0.32693 | -0.32651 | -0.32607 | -0.32561 | -0.32514 | -0.32466 | -0.32417 | -0.32367 | -0.32315 | -0.32263 | -0.32209 | -0.32155 | -0.32099 | -0.32043 | -0.31986 | -0.31929 | -0.3187 | -0.31812 | -0.31752 | -0.31692 | -0.31631 | -0.3157 | -0.31509 | -0.31447 | -0.31384 | -0.31321 | -0.31258 | -0.31195 | -0.31131 | -0.31067 | -0.31003 | -0.30938 | -0.30873 | -0.30808
24.1FP | Options impacting on unmeasured Non Household - USPL input reductions as -ve | CUUNH | Ml/d | 2 | 0 | 0 | 0 | 0 | 0 | 0 | -0.00015411 | -0.00060223 | -0.0013481 | -0.0023237 | -0.0035378 | -0.0048639 | -0.0063057 | -0.0078883 | -0.0096343 | -0.011506 | -0.013365 | -0.014796 | -0.015824 | -0.016427 | -0.016642 | -0.016602 | -0.016564 | -0.016527 | -0.01649 | -0.016452 | -0.016434 | -0.016394 | -0.016353 | -0.016311 | -0.016289 | -0.016247 | -0.016205 | -0.016184 | -0.016142 | -0.0161 | -0.016078 | -0.016037 | -0.015996 | -0.015973 | -0.015932 | -0.015891 | -0.015851 | -0.015828 | -0.015301 | -0.01457 | -0.013873 | -0.01321 | -0.012579 | -0.011978 | -0.011406 | -0.010861 | -0.010342 | -0.0098474 | -0.0093768 | -0.0089287 | -0.0085021 | -0.0080958 | -0.0077089 | -0.0073405 | -0.0069897
25.1FP | Options impacting on measured Household - USPL input reductions as -ve | CUMHH | Ml/d | 2 | 0 | 0 | 0 | 0 | 0 | 0 | -0.040025 | -0.16016 | -0.36694 | -0.64831 | -1.0119 | -1.4614 | -1.9472 | -2.4768 | -3.0568 | -3.6907 | -4.2301 | -4.6462 | -4.9422 | -5.113 | -5.1741 | -5.1752 | -5.1758 | -5.1773 | -5.1763 | -5.1752 | -5.1806 | -5.1793 | -5.1781 | -5.1769 | -5.1822 | -5.181 | -5.1799 | -5.1851 | -5.1839 | -5.1827 | -5.1878 | -5.1866 | -5.1854 | -5.1904 | -5.1892 | -5.188 | -5.1869 | -5.1918 | -5.1906 | -5.1769 | -5.151 | -5.1254 | -5.1 | -5.0748 | -5.0499 | -5.0253 | -5.0009 | -4.9767 | -4.9528 | -4.9291 | -4.9056 | -4.8824 | -4.8593 | -4.8365 | -4.8139
26.1FP | Options impacting on unmeasured Household - USPL input reductions as -ve | CUUHH | Ml/d | 2 | 0 | 0 | 0 | 0 | 0 | 0 | -0.017245 | -0.068924 | -0.15807 | -0.27764 | -0.42953 | -0.59067 | -0.7628 | -0.94791 | -1.1489 | -1.343 | -1.5745 | -1.7679 | -1.9199 | -2.0263 | -2.0906 | -2.1303 | -2.1706 | -2.2098 | -2.2516 | -2.2935 | -2.3386 | -2.3806 | -2.4227 | -2.4648 | -2.51 | -2.5521 | -2.5941 | -2.6394 | -2.6815 | -2.7236 | -2.7689 | -2.811 | -2.8531 | -2.8985 | -2.9406 | -2.9827 | -3.0247 | -3.0703 | -3.1123 | -3.1468 | -3.1734 | -3.1998 | -3.2259 | -3.2518 | -3.2774 | -3.3028 | -3.328 | -3.3528 | -3.3775 | -3.4019 | -3.4261 | -3.4501 | -3.4738 | -3.4973 | -3.5206
27.1FP | Options impacting on Void properties - USPL input reductions as -ve | CUVPP | Ml/d | 2 | 0 | 0 | 0 | 0 | 0 | 0 | 0 | 0 | 0 | 0 | 0 | 0 | 0 | 0 | 0 | 0 | 0 | 0 | 0 | 0 | 0 | 0 | 0 | 0 | 0 | 0 | 0 | 0 | 0 | 0 | 0 | 0 | 0 | 0 | 0 | 0 | 0 | 0 | 0 | 0 | 0 | 0 | 0 | 0 | 0 | 0 | 0 | 0 | 0 | 0 | 0 | 0 | 0 | 0 | 0 | 0 | 0 | 0 | 0 | 0 | 0
28.1FP | Reduce distribution losses input as -ve | DSRDL | Ml/d | 2 | 0 | 0 | 0 | 0 | 0 | 0 | -0.3984 | -0.7968 | -1.1952 | -1.5936 | -1.992 | -3.0656 | -4.0892 | -5.0528 | -5.9464 | -6.79 | -6.862 | -7.104 | -7.516 | -8.108 | -8.86 | -9.702 | -10.544 | -11.386 | -12.228 | -13.07 | -13.902 | -14.744 | -15.586 | -16.428 | -17.26 | -17.22 | -17.18 | -17.13 | -17.09 | -17.05 | -17 | -16.96 | -16.92 | -16.87 | -16.83 | -16.79 | -16.75 | -16.7 | -16.66 | -16.64 | -16.64 | -16.64 | -16.64 | -16.64 | -16.64 | -16.64 | -16.64 | -16.64 | -16.64 | -16.64 | -16.64 | -16.64 | -16.64 | -16.64 | -16.64
Table 3c: DYAA - Final plan
WRMP24 reference | Component | Derivation | Unit | Decimal places | 2019-20 | 2020-21 | 2021-22 | 2022-23 | 2023-24 | 2024-25 | 2025-26 | 2026-27 | 2027-28 | 2028-29 | 2029-30 | 2030-31 | 2031-32 | 2032-33 | 2033-34 | 2034-35 | 2035-36 | 2036-37 | 2037-38 | 2038-39 | 2039-40 | 2040-41 | 2041-42 | 2042-43 | 2043-44 | 2044-45 | 2045-46 | 2046-47 | 2047-48 | 2048-49 | 2049-50 | 2050-51 | 2051-52 | 2052-53 | 2053-54 | 2054-55 | 2055-56 | 2056-57 | 2057-58 | 2058-59 | 2059-60 | 2060-61 | 2061-62 | 2062-63 | 2063-64 | 2064-65 | 2065-66 | 2066-67 | 2067-68 | 2068-69 | 2069-70 | 2070-71 | 2071-72 | 2072-73 | 2073-74 | 2074-75 | 2075-76 | 2076-77 | 2077-78 | 2078-79 | 2079-80 | 2080-81 | 2081-82 | 2082-83 | 2083-84 | 2084-85 | 2085-86 | 2086-87 | 2087-88 | 2088-89 | 2089-90 | 2090-91 | 2091-92 | 2092-93 | 2093-94 | 2094-95 | 2095-96 | 2096-97 | 2097-98 | 2098-99 | 2099-100
1FP | Raw water abstracted | Input | Ml/d | 2 | 330.2572 | 319.3482 | 325.7782 | 330.3055 | 329.9421 | 330.0471 | 332.9816 | 328.0832 | 323.3971 | 318.9165 | 314.4792 | 311.2302 | 308.3644 | 305.6323 | 303.2487 | 301.0858 | 296.2566 | 293.8725 | 291.5393 | 290.7269 | 289.8661 | 289.1038 | 288.3284 | 287.4262 | 286.6287 | 285.8328 | 285.0703 | 284.5234 | 283.9734 | 283.4193 | 282.8617 | 284.2927 | 285.5674 | 286.6971 | 287.6923 | 288.647 | 289.5475 | 290.3402 | 291.0331 | 291.6322 | 292.1451 | 292.5765 | 292.9332 | 293.219 | 293.4398 | 293.5993 | 293.7014 | 293.7499 | 293.7481 | 293.6991 | 293.6058 | 293.4708 | 293.2967 | 293.0862 | 292.8403 | 292.5614 | 292.2519 | 291.9124 | 291.5454 | 291.1518 | 295.8874
1.1FP | Non-potable water supplies | 1.1BL + 1.11FP | Ml/d | 2 | 0 | 0 | 0 | 0 | 0 | 0 | 0 | 0 | 0 | 0 | 0 | 0 | 0 | 0 | 0 | 0 | 0 | 0 | 0 | 0 | 0 | 0 | 0 | 0 | 0 | 0 | 0 | 0 | 0 | 0 | 0 | 0 | 0 | 0 | 0 | 0 | 0 | 0 | 0 | 0 | 0 | 0 | 0 | 0 | 0 | 0 | 0 | 0 | 0 | 0 | 0 | 0 | 0 | 1 | 2 | 3 | 4 | 5 | 6 | 7 | 8
2FP | Raw water imported | 2BL + 2.1FP | Ml/d | 2 | 0 | 0 | 0 | 0 | 0 | 0 | 0 | 0 | 0 | 0 | 0 | 0 | 0 | 0 | 0 | 0 | 0 | 0 | 0 | 0 | 0 | 0 | 0 | 0 | 0 | 0 | 0 | 0 | 0 | 0 | 0 | 0 | 0 | 0 | 0 | 0 | 0 | 0 | 0 | 0 | 0 | 0 | 0 | 0 | 0 | 0 | 0 | 0 | 0 | 0 | 0 | 0 | 0 | 0 | 0 | 0 | 0 | 0 | 0 | 0 | 0
3FP | Potable water imported | 3BL + 3.1FP | Ml/d | 2 | 15.04 | 15.04 | 15.04 | 15.04 | 15.04 | 15.04 | 8.07 | 8.07 | 8.07 | 8.07 | 8.07 | 8.07 | 8.07 | 8.07 | 12.07 | 12.07 | 25.07 | 25.07 | 25.07 | 25.07 | 25.07 | 25.07 | 25.07 | 25.07 | 25.07 | 25.07 | 25.07 | 25.07 | 25.07 | 25.07 | 25.07 | 25.07 | 25.07 | 25.07 | 25.07 | 25.07 | 25.07 | 25.07 | 25.07 | 25.07 | 25.07 | 25.07 | 25.07 | 25.07 | 25.07 | 25.07 | 25.07 | 25.07 | 25.07 | 25.07 | 25.07 | 25.07 | 25.07 | 25.07 | 25.07 | 25.07 | 25.07 | 25.07 | 25.07 | 25.07 | 25.07
4FP | Raw water exported enter as -ve | 4BL + 4.1FP | Ml/d | 2 | -1.06 | -1.06 | -1.06 | -1.06 | -1.06 | -1.06 | -1.06 | -1.06 | -1.06 | -1.06 | -1.06 | -1.06 | -1.06 | -1.06 | -1.06 | -1.06 | -1.06 | -1.06 | -1.06 | -1.06 | -1.06 | -1.06 | -1.06 | -1.06 | -1.06 | -1.06 | -1.06 | -1.06 | -1.06 | -1.06 | -1.06 | -1.06 | -1.06 | -1.06 | -1.06 | -1.06 | -1.06 | -1.06 | -1.06 | -1.06 | -1.06 | -1.06 | -1.06 | -1.06 | -1.06 | -1.06 | -1.06 | -1.06 | -1.06 | -1.06 | -1.06 | -1.06 | -1.06 | -1.06 | -1.06 | -1.06 | -1.06 | -1.06 | -1.06 | -1.06 | -1.06
5FP | Potable water exported enter as -ve | 5BL + 5.1FP | Ml/d | 2 | -1.154 | -1.154 | -1.154 | -1.2687 | -1.6028 | -2.1592 | -2.6821 | -3.0215 | -3.2655 | -3.4965 | -3.7144 | -3.9229 | -4.0796 | -4.1907 | -4.2945 | -4.3982 | -19.7514 | -19.8292 | -19.9071 | -19.9681 | -20.0281 | -20.1073 | -20.1288 | -20.1502 | -20.1722 | -20.1863 | -20.1979 | -20.2097 | -20.2215 | -20.2333 | -20.2383 | -20.2439 | -20.2494 | -20.2549 | -20.2605 | -20.2661 | -20.2716 | -20.2772 | -20.2827 | -20.2883 | -20.2939 | -20.2995 | -20.305 | -20.3106 | -20.3162 | -20.3217 | -20.3273 | -20.3329 | -20.3385 | -20.344 | -20.3496 | -20.3551 | -20.3607 | -20.3663 | -20.3718 | -20.3773 | -20.3829 | -20.3884 | -20.394 | -20.3995 | -20.405
6.1FP | Deployable Output post forecast changes | 6.1BL + 6.2FP + 6.3FP +7.01FP +7.02FP | Ml/d | 2 | 392.13 | 392.07 | 392.02 | 391.97 | 391.92 | 391.87 | 411.14 | 411.09 | 411.04 | 410.99 | 410.94 | 408.89 | 408.84 | 408.78 | 408.73 | 408.68 | 364.4373 | 364.3873 | 364.3373 | 364.2873 | 364.2373 | 358.4499 | 358.3999 | 355.5676 | 355.5176 | 355.4576 | 355.4076 | 355.3576 | 355.3076 | 355.2576 | 355.2076 | 353.2066 | 350.9766 | 350.9266 | 350.8766 | 350.8266 | 350.7766 | 350.7166 | 350.6666 | 350.6166 | 350.5666 | 350.5166 | 350.4666 | 350.4166 | 353.2766 | 353.2266 | 353.1766 | 353.1266 | 353.0766 | 353.0166 | 352.9666 | 352.9166 | 352.8666 | 352.8166 | 352.7666 | 352.7166 | 352.6666 | 352.6166 | 352.5666 | 352.5166 | 352.4666
8FP | Raw water losses, treatment works losses and operational use | 8BL + 8.1FP + 8.2FP | Ml/d | 2 | 2.957 | 3.009 | 3.009 | 3.009 | 3.009 | 3.009 | 3.009 | 3.009 | 3.009 | 3.009 | 3.009 | 3.009 | 3.009 | 3.009 | 3.009 | 3.009 | 3.009 | 3.009 | 3.009 | 3.009 | 3.009 | 3.009 | 3.009 | 3.009 | 3.009 | 3.009 | 3.009 | 3.009 | 3.009 | 3.009 | 3.009 | 3.009 | 3.009 | 3.009 | 3.009 | 3.009 | 3.009 | 3.009 | 3.009 | 3.009 | 3.009 | 3.009 | 3.009 | 3.009 | 3.009 | 3.009 | 3.009 | 3.009 | 3.009 | 3.009 | 3.009 | 3.009 | 3.009 | 3.009 | 3.009 | 3.009 | 3.009 | 3.009 | 3.009 | 3.009 | 3.009
9FP | Total Outage Allowance | 9BL + 9.1FP | Ml/d | 2 | 17.78 | 17.78 | 17.78 | 17.78 | 17.78 | 17.78 | 17.78 | 17.78 | 17.78 | 17.78 | 17.78 | 17.78 | 17.78 | 17.78 | 17.78 | 17.78 | 17.78 | 17.78 | 17.78 | 17.78 | 17.78 | 17.78 | 17.78 | 17.78 | 17.78 | 17.78 | 17.78 | 17.78 | 17.78 | 17.78 | 17.78 | 17.78 | 17.78 | 17.78 | 17.78 | 17.78 | 17.78 | 17.78 | 17.78 | 17.78 | 17.78 | 17.78 | 17.78 | 17.78 | 17.78 | 17.78 | 17.78 | 17.78 | 17.78 | 17.78 | 17.78 | 17.78 | 17.78 | 17.78 | 17.78 | 17.78 | 17.78 | 17.78 | 17.78 | 17.78 | 17.78
10FP | Water Available For Use (own sources) | (6.1FP) - (8FP + 9FP) | Ml/d | 2 | 371.393 | 371.281 | 371.231 | 371.181 | 371.131 | 371.081 | 390.351 | 390.301 | 390.251 | 390.201 | 390.151 | 388.101 | 388.051 | 387.991 | 387.941 | 387.891 | 343.6483 | 343.5983 | 343.5483 | 343.4983 | 343.4483 | 337.6609 | 337.6109 | 334.7786 | 334.7286 | 334.6686 | 334.6186 | 334.5686 | 334.5186 | 334.4686 | 334.4186 | 332.4176 | 330.1876 | 330.1376 | 330.0876 | 330.0376 | 329.9876 | 329.9276 | 329.8776 | 329.8276 | 329.7776 | 329.7276 | 329.6776 | 329.6276 | 332.4876 | 332.4376 | 332.3876 | 332.3376 | 332.2876 | 332.2276 | 332.1776 | 332.1276 | 332.0776 | 332.0276 | 331.9776 | 331.9276 | 331.8776 | 331.8276 | 331.7776 | 331.7276 | 331.6776
11FP | Total Water Available For Use | 10FP + sum (2FP:5FP) | Ml/d | 2 | 384.219 | 384.107 | 384.057 | 383.8923 | 383.5082 | 382.9018 | 394.6789 | 394.2895 | 393.9955 | 393.7145 | 393.4466 | 391.1881 | 390.9814 | 390.8103 | 394.6565 | 394.5028 | 347.9068 | 347.7791 | 347.6512 | 347.5402 | 347.4302 | 341.5636 | 341.492 | 338.6384 | 338.5665 | 338.4923 | 338.4307 | 338.3689 | 338.3071 | 338.2453 | 338.1903 | 336.1838 | 333.9482 | 333.8927 | 333.8371 | 333.7816 | 333.726 | 333.6605 | 333.6049 | 333.5493 | 333.4938 | 333.4382 | 333.3826 | 333.327 | 336.1815 | 336.1259 | 336.0703 | 336.0148 | 335.9592 | 335.8936 | 335.8381 | 335.7825 | 335.7269 | 335.6714 | 335.6158 | 335.5603 | 335.5047 | 335.4492 | 335.3937 | 335.3381 | 335.2826
12FP | Water delivered measured non-household | 12BL + 12.2FP | Ml/d | 2 | 79.1471 | 70.1159 | 74.9653 | 78.204 | 78.2221 | 78.1837 | 77.5014 | 76.2441 | 74.9624 | 73.8607 | 72.7825 | 72.0274 | 71.489 | 70.8462 | 70.2926 | 69.773 | 69.4264 | 69.3033 | 69.2683 | 69.3293 | 69.3182 | 69.3254 | 69.3057 | 69.2802 | 69.2599 | 69.242 | 69.2242 | 69.2077 | 69.1914 | 69.1748 | 69.1586 | 69.2237 | 69.3661 | 69.5014 | 69.6308 | 69.7546 | 69.8718 | 69.9839 | 70.0912 | 70.1926 | 70.2902 | 70.3826 | 70.4713 | 70.5549 | 70.6356 | 70.7123 | 70.7855 | 70.8552 | 70.9217 | 70.985 | 71.0454 | 71.1029 | 71.1577 | 71.2105 | 71.2603 | 71.3077 | 71.3534 | 71.3964 | 71.4379 | 71.4774 | 74.0623
12.1FP | Non-potable water consumption | Input | Ml/d | 2 | 0 | 0 | 0 | 0 | 0 | 0 | 0 | 0 | 0 | 0 | 0 | 0 | 0 | 0 | 0 | 0 | 0 | 0 | 0 | 0 | 0 | 0 | 0 | 0 | 0 | 0 | 0 | 0 | 0 | 0 | 0 | 0 | 0 | 0 | 0 | 0 | 0 | 0 | 0 | 0 | 0 | 0 | 0 | 0 | 0 | 0 | 0 | 0 | 0 | 0 | 0 | 0 | 0 | 0 | 0 | 0 | 0 | 0 | 0 | 0 | 0
13FP | Water delivered unmeasured non-household | 13BL + 13.1FP | Ml/d | 2 | 4.4355 | 4.3256 | 4.1189 | 3.9221 | 3.7347 | 3.5562 | 3.3431 | 3.0969 | 2.8621 | 2.6382 | 2.4246 | 2.1676 | 1.8623 | 1.5577 | 1.2538 | 0.95039 | 0.84939 | 0.84456 | 0.84072 | 0.8382 | 0.83671 | 0.83557 | 0.8345 | 0.8335 | 0.8324 | 0.83134 | 0.83044 | 0.82958 | 0.82875 | 0.82794 | 0.82714 | 0.82683 | 0.82693 | 0.82695 | 0.82693 | 0.82684 | 0.82667 | 0.82647 | 0.82621 | 0.82589 | 0.82555 | 0.82517 | 0.82475 | 0.82429 | 0.82381 | 0.82332 | 0.8228 | 0.82226 | 0.82171 | 0.82116 | 0.82059 | 0.82002 | 0.81944 | 0.81886 | 0.81828 | 0.8177 | 0.81713 | 0.81655 | 0.81598 | 0.81541 | 0.81518
14FP | Water delivered measured household | 14BL + 14.1FP | Ml/d | 2 | 106.5634 | 109.8889 | 116.4615 | 120.1812 | 123.6608 | 126.6461 | 126.8121 | 125.7858 | 124.8857 | 123.9475 | 122.9433 | 121.1955 | 118.8535 | 116.6345 | 114.5273 | 112.4641 | 110.384 | 108.3085 | 106.3964 | 105.2796 | 104.8535 | 104.4257 | 104.0395 | 103.5891 | 103.2197 | 102.826 | 102.4443 | 102.2697 | 102.0796 | 101.8746 | 101.6538 | 102.3394 | 103.8533 | 105.2093 | 106.4315 | 107.5237 | 108.4892 | 109.3494 | 110.1061 | 110.7605 | 111.3317 | 111.8199 | 112.2308 | 112.5638 | 112.8358 | 113.0578 | 113.2337 | 113.3548 | 113.4247 | 113.4466 | 113.4235 | 113.3582 | 113.2532 | 113.1109 | 112.9334 | 112.7228 | 112.4808 | 112.2092 | 111.9095 | 111.5832 | 111.292
15FP | Water delivered unmeasured household | 15BL + 15.1FP | Ml/d | 2 | 90.4522 | 87.9922 | 84.8244 | 81.9159 | 78.9909 | 76.4027 | 75.4805 | 74.4938 | 73.4696 | 72.4354 | 71.3866 | 70.3257 | 69.2294 | 68.1026 | 66.9532 | 65.8192 | 64.7087 | 63.7496 | 62.9445 | 62.2819 | 61.7362 | 61.2757 | 60.9092 | 60.6163 | 60.3577 | 60.1221 | 59.8905 | 59.6702 | 59.4575 | 59.2515 | 59.0484 | 58.8556 | 58.6691 | 58.4832 | 58.3038 | 58.1584 | 58.0757 | 57.9997 | 57.9266 | 57.8527 | 57.7847 | 57.719 | 57.6553 | 57.5898 | 57.5296 | 57.4785 | 57.4366 | 57.3962 | 57.3573 | 57.3196 | 57.2832 | 57.2479 | 57.2136 | 57.1804 | 57.148 | 57.1164 | 57.0857 | 57.0557 | 57.0263 | 56.9976 | 56.9793
16FP | Percentage of consumption driven by climate change | 16BL | % | 1 | 0% | 0% | 0.01425% | 0.0342% | 0.04845% | 0.0684% | 0.08265% | 0.09975% | 0.1168% | 0.1339% | 0.151% | 0.1681% | 0.1881% | 0.2023% | 0.2194% | 0.2365% | 0.2536% | 0.2707% | 0.2878% | 0.3049% | 0.322% | 0.339% | 0.3559% | 0.3729% | 0.3898% | 0.4068% | 0.4237% | 0.4407% | 0.4576% | 0.4746% | 0.4915% | 0.5085% | 0.5254% | 0.5424% | 0.5593% | 0.5763% | 0.5932% | 0.6102% | 0.6271% | 0.6441% | 0.661% | 0.678% | 0.6949% | 0.7119% | 0.7288% | 0.7458% | 0.7627% | 0.7797% | 0.7966% | 0.8136% | 0.8305% | 0.8475% | 0.8644% | 0.8814% | 0.8983% | 0.9153% | 0.9322% | 0.9492% | 0.9661% | 0.9831% | 1%
17FP | Volume of consumption driven by climate change | 16FP * (12FP + sum(13FP:15FP) - sum (23FP:26FP)) | Ml/d | 2 | 0 | 0 | 0.038337 | 0.09338 | 0.13255 | 0.18734 | 0.22508 | 0.26834 | 0.3107 | 0.35232 | 0.39306 | 0.43222 | 0.47673 | 0.50567 | 0.54115 | 0.57584 | 0.61026 | 0.64454 | 0.67862 | 0.71451 | 0.75176 | 0.78841 | 0.82515 | 0.86165 | 0.89835 | 0.93483 | 0.9712 | 1.0083 | 1.0452 | 1.0819 | 1.1185 | 1.16 | 1.2064 | 1.2525 | 1.2982 | 1.3438 | 1.3894 | 1.4346 | 1.4794 | 1.5239 | 1.568 | 1.6118 | 1.6551 | 1.6981 | 1.7407 | 1.7829 | 1.8247 | 1.8662 | 1.9072 | 1.9479 | 1.9882 | 2.0281 | 2.0676 | 2.1068 | 2.1455 | 2.1839 | 2.2219 | 2.2595 | 2.2967 | 2.3335 | 2.3961
18FP | Measured Household - PCC | ((14FP - 25FP) * 1,000,000) / (39FP * 1000) | l/h/d | 1 | 126.4519 | 128.3902 | 131.8203 | 132.4015 | 132.9541 | 133.4664 | 132.4261 | 130.1427 | 128.1049 | 126.2345 | 124.4846 | 122.1433 | 119.2909 | 116.6795 | 114.2926 | 112.0742 | 109.7831 | 107.4264 | 105.1696 | 103.6146 | 102.6549 | 101.6665 | 100.6963 | 99.6921 | 98.7637 | 97.8291 | 96.9221 | 96.2195 | 95.5148 | 94.808 | 94.1 | 94.2357 | 95.1366 | 95.8934 | 96.5182 | 97.0222 | 97.4155 | 97.7074 | 97.9063 | 98.0199 | 98.0554 | 98.0192 | 97.9171 | 97.7547 | 97.5368 | 97.268 | 96.9524 | 96.5939 | 96.196 | 95.7617 | 95.2941 | 94.7958 | 94.2694 | 93.7169 | 93.1406 | 92.5422 | 91.9236 | 91.2863 | 90.6318 | 89.9614 | 87.9854
19FP | Unmeasured Household - PCC | ((15FP - 26FP) * 1,000,000) / (40FP * 1000) | l/h/d | 1 | 167.0267 | 164.6161 | 165.4916 | 165.7836 | 166.0057 | 166.2209 | 166.253 | 166.0555 | 165.7675 | 165.3857 | 164.8822 | 164.2332 | 163.4106 | 162.4454 | 161.3649 | 160.1836 | 159.036 | 158.1063 | 157.3776 | 156.8388 | 156.3996 | 156.051 | 155.9214 | 155.9194 | 156.061 | 156.2345 | 156.3975 | 156.5566 | 156.7114 | 156.8616 | 157.0064 | 157.1511 | 157.295 | 157.4324 | 157.563 | 157.7745 | 158.1602 | 158.5436 | 158.9246 | 159.3033 | 159.6796 | 160.0536 | 160.4251 | 160.7944 | 161.1613 | 161.5259 | 161.8882 | 162.2483 | 162.6061 | 162.9617 | 163.3152 | 163.6665 | 164.0157 | 164.3628 | 164.7079 | 165.0509 | 165.3919 | 165.7309 | 166.0679 | 166.403 | 164.2631
20FP | Average Household - PCC | (((14FP - 25FP) + (15FP - 26FP)) * 1,000,000)/ ((39FP + 40FP) * 1,000) | l/h/d | 1 | 141.8871 | 141.9348 | 143.8314 | 143.8296 | 143.8138 | 143.8386 | 142.9845 | 141.1927 | 139.529 | 137.9523 | 136.4254 | 134.4392 | 132.0354 | 129.7571 | 127.604 | 125.5459 | 123.4467 | 121.3604 | 119.403 | 118.0077 | 117.0775 | 116.1552 | 115.301 | 114.4586 | 113.7024 | 112.9494 | 112.2128 | 111.6267 | 111.038 | 110.4464 | 109.8519 | 109.891 | 110.5081 | 111.0194 | 111.4332 | 111.7784 | 112.0844 | 112.3143 | 112.4743 | 112.5696 | 112.6055 | 112.5863 | 112.5164 | 112.3997 | 112.2396 | 112.0396 | 111.8026 | 111.5314 | 111.2285 | 110.8963 | 110.537 | 110.1524 | 109.7445 | 109.315 | 108.8653 | 108.3969 | 107.9111 | 107.4091 | 106.892 | 106.3608 | 104.2731
21FP | Water taken unbilled | 21BL + 21.1FP | Ml/d | 2 | 4.4844 | 4.4844 | 4.4844 | 4.4844 | 4.4844 | 4.4844 | 4.4844 | 4.4844 | 4.4844 | 4.4844 | 4.4844 | 4.4844 | 4.4844 | 4.4844 | 4.4844 | 4.4844 | 4.4844 | 4.4844 | 4.4844 | 4.4844 | 4.4844 | 4.4844 | 4.4844 | 4.4844 | 4.4844 | 4.4844 | 4.4844 | 4.4844 | 4.4844 | 4.4844 | 4.4844 | 4.4844 | 4.4844 | 4.4844 | 4.4844 | 4.4844 | 4.4844 | 4.4844 | 4.4844 | 4.4844 | 4.4844 | 4.4844 | 4.4844 | 4.4844 | 4.4844 | 4.4844 | 4.4844 | 4.4844 | 4.4844 | 4.4844 | 4.4844 | 4.4844 | 4.4844 | 4.4844 | 4.4844 | 4.4844 | 4.4844 | 4.4844 | 4.4844 | 4.4844 | 4.4844
22FP | Distribution system operational use | 22BL + 22.1FP | Ml/d | 2 | 3.1124 | 3.1124 | 3.1124 | 3.1124 | 3.1124 | 3.1124 | 3.1124 | 3.1124 | 3.1124 | 3.1124 | 3.1124 | 3.1124 | 3.1124 | 3.1124 | 3.1124 | 3.1124 | 3.1124 | 3.1124 | 3.1124 | 3.1124 | 3.1124 | 3.1124 | 3.1124 | 3.1124 | 3.1124 | 3.1124 | 3.1124 | 3.1124 | 3.1124 | 3.1124 | 3.1124 | 3.1124 | 3.1124 | 3.1124 | 3.1124 | 3.1124 | 3.1124 | 3.1124 | 3.1124 | 3.1124 | 3.1124 | 3.1124 | 3.1124 | 3.1124 | 3.1124 | 3.1124 | 3.1124 | 3.1124 | 3.1124 | 3.1124 | 3.1124 | 3.1124 | 3.1124 | 3.1124 | 3.1124 | 3.1124 | 3.1124 | 3.1124 | 3.1124 | 3.1124 | 3.1124
23FP | Measured Non Household - USPL | 23BL + 23.1FP | Ml/d | 2 | 0.33481 | 0.32875 | 0.32919 | 0.32957 | 0.32989 | 0.33017 | 0.32781 | 0.32025 | 0.30705 | 0.28905 | 0.26577 | 0.23777 | 0.20711 | 0.17332 | 0.13595 | 0.09577 | 0.05833 | 0.029023 | 0.0078829 | 0 | 0 | 0 | 0 | 0 | 0 | 0 | 0 | 0 | 0 | 0 | 0 | 0 | 0 | 0 | 0 | 0 | 0 | 0 | 0 | 0 | 0 | 0 | 0 | 0 | 0 | 0 | 0 | 0 | 0 | 0 | 0 | 0 | 0 | 0 | 0 | 0 | 0 | 0 | 0 | 0 | 0
24FP | Unmeasured Non Household - USPL | 24BL + 24.1FP | Ml/d | 2 | 0.12884 | 0.12565 | 0.11964 | 0.11392 | 0.10848 | 0.1033 | 0.098205 | 0.093057 | 0.087835 | 0.082598 | 0.077326 | 0.072135 | 0.067014 | 0.061928 | 0.056845 | 0.051797 | 0.046912 | 0.042601 | 0.03883 | 0.035616 | 0.032914 | 0.030586 | 0.028369 | 0.026259 | 0.024251 | 0.022342 | 0.020506 | 0.018781 | 0.017141 | 0.015582 | 0.01408 | 0.012671 | 0.011331 | 0.010037 | 0.0088255 | 0.007674 | 0.0065599 | 0.0055195 | 0.0045306 | 0.0035719 | 0.0026789 | 0.0018305 | 0.0010244 | 0.0002402 | 0 | 0 | 0 | 0 | 0 | 0 | 0 | 0 | 0 | 0 | 0 | 0 | 0 | 0 | 0 | 0 | 0
25FP | Measured Household - USPL | 25BL + 25.1FP | Ml/d | 2 | 3.9213 | 4.0624 | 4.2026 | 4.3246 | 4.4346 | 4.5268 | 4.541 | 4.4775 | 4.3297 | 4.1044 | 3.7937 | 3.3945 | 2.9582 | 2.4774 | 1.9453 | 1.3571 | 0.86213 | 0.48939 | 0.2348 | 0.10459 | 0.082367 | 0.11855 | 0.15701 | 0.19281 | 0.23409 | 0.27512 | 0.30969 | 0.35059 | 0.39123 | 0.43163 | 0.46557 | 0.5058 | 0.54586 | 0.57942 | 0.61921 | 0.65887 | 0.69217 | 0.73163 | 0.771 | 0.80411 | 0.84333 | 0.88247 | 0.92153 | 0.95449 | 0.99346 | 1.0448 | 1.1085 | 1.1718 | 1.2348 | 1.2976 | 1.36 | 1.4222 | 1.4841 | 1.5458 | 1.6072 | 1.6683 | 1.7292 | 1.7899 | 1.8503 | 1.9105 | 1.9705
26FP | Unmeasured Household - USPL | 26BL + 26.1BL | Ml/d | 2 | 7.2108 | 6.9643 | 6.6739 | 6.4015 | 6.143 | 5.9236 | 5.8259 | 5.7021 | 5.5481 | 5.3701 | 5.1656 | 4.957 | 4.742 | 4.5181 | 4.2821 | 4.0562 | 3.7959 | 3.5765 | 3.4008 | 3.273 | 3.1892 | 3.1317 | 3.0753 | 3.0214 | 2.9663 | 2.9122 | 2.8562 | 2.804 | 2.7528 | 2.7024 | 2.6496 | 2.6006 | 2.5523 | 2.5012 | 2.4539 | 2.4071 | 2.3574 | 2.3113 | 2.2656 | 2.2169 | 2.1718 | 2.127 | 2.0824 | 2.0346 | 1.9904 | 1.9541 | 1.9257 | 1.8977 | 1.8702 | 1.843 | 1.8161 | 1.7897 | 1.7635 | 1.7377 | 1.7122 | 1.6871 | 1.6622 | 1.6376 | 1.6133 | 1.5892 | 1.5654
27FP | Void Properties - USPL | 27BL + 27.1FP | Ml/d | 2 | 0.73324 | 0.56339 | 0.56339 | 0.56339 | 0.56339 | 0.56339 | 0.56339 | 0.56339 | 0.56339 | 0.56339 | 0.56339 | 0.56339 | 0.56339 | 0.56339 | 0.56339 | 0.56339 | 0.56339 | 0.56339 | 0.56339 | 0.56339 | 0.56339 | 0.56339 | 0.56339 | 0.56339 | 0.56339 | 0.56339 | 0.56339 | 0.56339 | 0.56339 | 0.56339 | 0.56339 | 0.56339 | 0.56339 | 0.56339 | 0.56339 | 0.56339 | 0.56339 | 0.56339 | 0.56339 | 0.56339 | 0.56339 | 0.56339 | 0.56339 | 0.56339 | 0.56339 | 0.56339 | 0.56339 | 0.56339 | 0.56339 | 0.56339 | 0.56339 | 0.56339 | 0.56339 | 0.56339 | 0.56339 | 0.56339 | 0.56339 | 0.56339 | 0.56339 | 0.56339 | 0.56339
28FP | Distribution losses | 28BL + 28.1FP | Ml/d | 2 | 55.5579 | 53.0085 | 51.4252 | 59.4535 | 51.9012 | 52.3451 | 51.9747 | 51.5948 | 51.2057 | 50.8128 | 50.4171 | 49.3436 | 48.3146 | 47.3428 | 46.4381 | 45.5821 | 45.4969 | 45.2399 | 44.8123 | 44.2037 | 43.4338 | 42.5733 | 41.7108 | 40.8484 | 39.9817 | 39.114 | 38.2551 | 37.3855 | 36.5151 | 35.6441 | 34.7825 | 34.7922 | 34.8015 | 34.8203 | 34.8287 | 34.8367 | 34.8544 | 34.8617 | 34.8687 | 34.8854 | 34.8919 | 34.8981 | 34.9041 | 34.92 | 34.9256 | 34.9111 | 34.8764 | 34.8416 | 34.8067 | 34.7716 | 34.7365 | 34.7012 | 34.6658 | 34.6304 | 34.5949 | 34.5593 | 34.5236 | 34.4879 | 34.4521 | 34.4162 | 34.3803
29FP | Total Leakage | sum (23FP:28FP) | Ml/d | 2 | 67.887 | 65.053 | 63.3139 | 71.1865 | 63.4805 | 63.7923 | 63.3311 | 62.7511 | 62.0417 | 61.2223 | 60.2829 | 58.5685 | 56.8524 | 55.1369 | 53.4217 | 51.7064 | 50.8236 | 49.9408 | 49.058 | 48.1802 | 47.3017 | 46.4174 | 45.5348 | 44.6523 | 43.7697 | 42.8871 | 42.0049 | 41.1223 | 40.2397 | 39.3571 | 38.4751 | 38.4747 | 38.4744 | 38.4744 | 38.4741 | 38.4737 | 38.4738 | 38.4735 | 38.4732 | 38.4733 | 38.473 | 38.4728 | 38.4725 | 38.4727 | 38.4729 | 38.4734 | 38.474 | 38.4745 | 38.475 | 38.4755 | 38.476 | 38.4764 | 38.4769 | 38.4773 | 38.4776 | 38.478 | 38.4784 | 38.4787 | 38.479 | 38.4793 | 38.4796
30FP | Leakage/property | (29FP * 1,000,000) / (36FP * 1,000) | l/prop/d | 2 | 108.9551 | 104.0114 | 100.2414 | 111.8432 | 99.105 | 99.0788 | 98.1916 | 97.0278 | 95.5829 | 93.9738 | 92.1956 | 89.2471 | 86.2984 | 83.3566 | 80.4253 | 77.5237 | 75.8875 | 74.2601 | 72.6535 | 71.0641 | 69.4929 | 67.9325 | 66.3622 | 64.8132 | 63.2451 | 61.6882 | 60.1415 | 58.6062 | 57.0832 | 55.5725 | 54.0739 | 53.8211 | 53.5696 | 53.3199 | 53.0711 | 52.8237 | 52.5784 | 52.3341 | 52.0915 | 51.8511 | 51.6119 | 51.3744 | 51.1386 | 50.9052 | 50.6737 | 50.4443 | 50.2167 | 49.9909 | 49.7669 | 49.5446 | 49.3241 | 49.1053 | 48.8883 | 48.673 | 48.4595 | 48.2477 | 48.0376 | 47.8292 | 47.6225 | 47.4174 | 47.2141
31FP | Measured Non Household - properties | Input | 000's | 2 | 41.747 | 40.991 | 41.0459 | 41.0934 | 41.134 | 41.1679 | 41.1956 | 41.2173 | 41.2333 | 41.2439 | 41.2494 | 41.25 | 41.246 | 41.2376 | 41.225 | 41.2084 | 41.1123 | 41.0164 | 40.9207 | 40.8252 | 40.73 | 40.635 | 40.5402 | 40.4456 | 40.3512 | 40.2571 | 40.1632 | 40.0695 | 39.976 | 39.8828 | 39.7897 | 39.6969 | 39.6043 | 39.5119 | 39.4197 | 39.3277 | 39.236 | 39.1444 | 39.0531 | 38.962 | 38.8711 | 38.7804 | 38.69 | 38.5997 | 38.5097 | 38.4198 | 38.3302 | 38.2408 | 38.1515 | 38.0625 | 37.9737 | 37.8851 | 37.7968 | 37.7086 | 37.6206 | 37.5328 | 37.4453 | 37.3579 | 37.2708 | 37.1838 | 37.0971
32FP | Unmeasured Non Household - properties | Input | 000's | 2 | 3.229 | 3.149 | 2.9985 | 2.8552 | 2.7188 | 2.5889 | 2.4652 | 2.3473 | 2.2352 | 2.1284 | 2.0267 | 1.9298 | 1.8376 | 1.7498 | 1.6662 | 1.5865 | 1.5865 | 1.5865 | 1.5865 | 1.5865 | 1.5865 | 1.5865 | 1.5865 | 1.5865 | 1.5865 | 1.5865 | 1.5865 | 1.5865 | 1.5865 | 1.5865 | 1.5865 | 1.5865 | 1.5865 | 1.5865 | 1.5865 | 1.5865 | 1.5865 | 1.5865 | 1.5865 | 1.5865 | 1.5865 | 1.5865 | 1.5865 | 1.5865 | 1.5865 | 1.5865 | 1.5865 | 1.5865 | 1.5865 | 1.5865 | 1.5865 | 1.5865 | 1.5865 | 1.5865 | 1.5865 | 1.5865 | 1.5865 | 1.5865 | 1.5865 | 1.5865 | 1.5865
33FP | All void non-households - properties | Input | 000's | 2 | 2.697 | 3.585 | 3.585 | 3.585 | 3.585 | 3.585 | 3.585 | 3.585 | 3.585 | 3.585 | 3.585 | 3.585 | 3.585 | 3.585 | 3.585 | 3.585 | 3.585 | 3.585 | 3.585 | 3.585 | 3.585 | 3.585 | 3.585 | 3.585 | 3.585 | 3.585 | 3.585 | 3.585 | 3.585 | 3.585 | 3.585 | 3.585 | 3.585 | 3.585 | 3.585 | 3.585 | 3.585 | 3.585 | 3.585 | 3.585 | 3.585 | 3.585 | 3.585 | 3.585 | 3.585 | 3.585 | 3.585 | 3.585 | 3.585 | 3.585 | 3.585 | 3.585 | 3.585 | 3.585 | 3.585 | 3.585 | 3.585 | 3.585 | 3.585 | 3.585 | 3.585
34FP | Measured households - properties (excl. void) | Year before + sum (34.1BL:34.6BL) | 000's | 2 | 378.997 | 392.636 | 406.185 | 417.977 | 428.6064 | 437.5173 | 440.7483 | 444.4118 | 448.4882 | 452.4422 | 456.2333 | 459.9111 | 463.6194 | 467.3572 | 471.114 | 474.7415 | 478.306 | 481.8447 | 485.2538 | 488.6381 | 491.9088 | 495.0665 | 498.4338 | 501.6776 | 505.2329 | 508.7893 | 512.3716 | 515.954 | 519.5363 | 523.1186 | 526.719 | 530.3193 | 533.9197 | 537.52 | 541.1203 | 544.7207 | 548.321 | 551.9213 | 555.5217 | 559.122 | 562.7224 | 566.3227 | 569.923 | 573.5234 | 577.1237 | 580.7241 | 584.3244 | 587.9247 | 591.5251 | 595.1254 | 598.7257 | 602.3261 | 605.9264 | 609.5268 | 613.1271 | 616.7274 | 620.3278 | 623.9281 | 627.5284 | 631.1288 | 634.7291
34.1FP | New build properties - properties | Input (new builds in each year) | 000's | 2 | 0 | 4.32 | 6.269 | 4.966 | 4.1494 | 3.4119 | 3.231 | 3.6635 | 4.0764 | 3.954 | 3.7911 | 3.6777 | 3.7084 | 3.7378 | 3.7568 | 3.6275 | 3.5645 | 3.5387 | 3.4091 | 3.3843 | 3.2707 | 3.1577 | 3.3673 | 3.2438 | 3.5553 | 3.5563 | 3.5823 | 3.5823 | 3.5823 | 3.5823 | 3.6003 | 3.6003 | 3.6003 | 3.6003 | 3.6003 | 3.6003 | 3.6003 | 3.6003 | 3.6003 | 3.6003 | 3.6003 | 3.6003 | 3.6003 | 3.6003 | 3.6003 | 3.6003 | 3.6003 | 3.6003 | 3.6003 | 3.6003 | 3.6003 | 3.6003 | 3.6003 | 3.6003 | 3.6003 | 3.6003 | 3.6003 | 3.6003 | 3.6003 | 3.6003 | 3.6003
34.2FP | Meter optants - properties | Input (meter optants in each year) | 000's | 2 | 0 | 6.178 | 3.24 | 4.298 | 3.289 | 2.308 | 0 | 0 | 0 | 0 | 0 | 0 | 0 | 0 | 0 | 0 | 0 | 0 | 0 | 0 | 0 | 0 | 0 | 0 | 0 | 0 | 0 | 0 | 0 | 0 | 0 | 0 | 0 | 0 | 0 | 0 | 0 | 0 | 0 | 0 | 0 | 0 | 0 | 0 | 0 | 0 | 0 | 0 | 0 | 0 | 0 | 0 | 0 | 0 | 0 | 0 | 0 | 0 | 0 | 0 | 0
34.3FP | Compulsory metering - properties | Input (compulsory meters in each year) | 000's | 2 | 0 | 0 | 0 | 0 | 0 | 0 | 0 | 0 | 0 | 0 | 0 | 0 | 0 | 0 | 0 | 0 | 0 | 0 | 0 | 0 | 0 | 0 | 0 | 0 | 0 | 0 | 0 | 0 | 0 | 0 | 0 | 0 | 0 | 0 | 0 | 0 | 0 | 0 | 0 | 0 | 0 | 0 | 0 | 0 | 0 | 0 | 0 | 0 | 0 | 0 | 0 | 0 | 0 | 0 | 0 | 0 | 0 | 0 | 0 | 0 | 0
34.4FP | Metering on change of occupancy - properties | Input (change of occupancy meters in each year) | 000's | 2 | 0 | 0 | 4.04 | 2.528 | 3.191 | 3.191 | 0 | 0 | 0 | 0 | 0 | 0 | 0 | 0 | 0 | 0 | 0 | 0 | 0 | 0 | 0 | 0 | 0 | 0 | 0 | 0 | 0 | 0 | 0 | 0 | 0 | 0 | 0 | 0 | 0 | 0 | 0 | 0 | 0 | 0 | 0 | 0 | 0 | 0 | 0 | 0 | 0 | 0 | 0 | 0 | 0 | 0 | 0 | 0 | 0 | 0 | 0 | 0 | 0 | 0 | 0
34.5FP | Selective metering - properties | Input (selective meters in each year) | 000's | 2 | 0 | 0 | 0 | 0 | 0 | 0 | 0 | 0 | 0 | 0 | 0 | 0 | 0 | 0 | 0 | 0 | 0 | 0 | 0 | 0 | 0 | 0 | 0 | 0 | 0 | 0 | 0 | 0 | 0 | 0 | 0 | 0 | 0 | 0 | 0 | 0 | 0 | 0 | 0 | 0 | 0 | 0 | 0 | 0 | 0 | 0 | 0 | 0 | 0 | 0 | 0 | 0 | 0 | 0 | 0 | 0 | 0 | 0 | 0 | 0 | 0
34.6FP | Other changes to existing metering - properties | Input (other changes to meters in each year) | 000's | 2 | 0 | 0 | 0 | 0 | 0 | 0 | 0 | 0 | 0 | 0 | 0 | 0 | 0 | 0 | 0 | 0 | 0 | 0 | 0 | 0 | 0 | 0 | 0 | 0 | 0 | 0 | 0 | 0 | 0 | 0 | 0 | 0 | 0 | 0 | 0 | 0 | 0 | 0 | 0 | 0 | 0 | 0 | 0 | 0 | 0 | 0 | 0 | 0 | 0 | 0 | 0 | 0 | 0 | 0 | 0 | 0 | 0 | 0 | 0 | 0 | 0
34.7FP | Measured household void properties | Input | 000's | 2 | 10.76 | 6.395 | 6.395 | 6.395 | 6.395 | 6.395 | 6.395 | 6.395 | 6.395 | 6.395 | 6.395 | 6.395 | 6.395 | 6.395 | 6.395 | 6.395 | 6.395 | 6.395 | 6.395 | 6.395 | 6.395 | 6.395 | 6.395 | 6.395 | 6.395 | 6.395 | 6.395 | 6.395 | 6.395 | 6.395 | 6.395 | 6.395 | 6.395 | 6.395 | 6.395 | 6.395 | 6.395 | 6.395 | 6.395 | 6.395 | 6.395 | 6.395 | 6.395 | 6.395 | 6.395 | 6.395 | 6.395 | 6.395 | 6.395 | 6.395 | 6.395 | 6.395 | 6.395 | 6.395 | 6.395 | 6.395 | 6.395 | 6.395 | 6.395 | 6.395 | 6.395
35FP | Unmeasured households - properties (excl. void) | Input | 000's | 2 | 180.723 | 174.545 | 167.265 | 160.439 | 153.959 | 148.46 | 146.4452 | 144.6368 | 143.0113 | 141.5481 | 140.2294 | 139.0397 | 137.9652 | 136.9938 | 136.1149 | 135.3191 | 134.598 | 133.9442 | 133.3511 | 132.8126 | 132.3237 | 131.8794 | 131.4755 | 131.1083 | 130.7743 | 130.4704 | 130.1938 | 129.942 | 129.7127 | 129.5039 | 129.3136 | 129.1403 | 128.9823 | 128.8384 | 128.7071 | 128.5875 | 128.4784 | 128.3789 | 128.2882 | 128.2055 | 128.1301 | 128.0612 | 127.9984 | 127.9412 | 127.8889 | 127.8412 | 127.7977 | 127.7581 | 127.7218 | 127.6888 | 127.6586 | 127.6311 | 127.606 | 127.5831 | 127.5622 | 127.5431 | 127.5256 | 127.5097 | 127.4952 | 127.482 | 127.4699
35.1FP | Unmeasured household void properties | Input | 000's | 2 | 4.92 | 4.14 | 4.14 | 4.14 | 4.14 | 4.14 | 4.14 | 4.14 | 4.14 | 4.14 | 4.14 | 4.14 | 4.14 | 4.14 | 4.14 | 4.14 | 4.14 | 4.14 | 4.14 | 4.14 | 4.14 | 4.14 | 4.14 | 4.14 | 4.14 | 4.14 | 4.14 | 4.14 | 4.14 | 4.14 | 4.14 | 4.14 | 4.14 | 4.14 | 4.14 | 4.14 | 4.14 | 4.14 | 4.14 | 4.14 | 4.14 | 4.14 | 4.14 | 4.14 | 4.14 | 4.14 | 4.14 | 4.14 | 4.14 | 4.14 | 4.14 | 4.14 | 4.14 | 4.14 | 4.14 | 4.14 | 4.14 | 4.14 | 4.14 | 4.14 | 4.14
36FP | Total Resource Zone Properties (incl. voids) | sum (31FP:34FP) + 34.7FP + 35BL + 35.1BL | 000's | 2 | 623.073 | 625.441 | 631.6144 | 636.4846 | 640.5381 | 643.8541 | 644.9743 | 646.7332 | 649.0879 | 651.4826 | 653.8588 | 656.2506 | 658.7882 | 661.4584 | 664.2401 | 666.9757 | 669.7229 | 672.5119 | 675.2322 | 677.9825 | 680.669 | 683.2874 | 686.156 | 688.9381 | 692.0651 | 695.2234 | 698.4352 | 701.672 | 704.9316 | 708.2118 | 711.5288 | 714.863 | 718.2128 | 721.5768 | 724.9537 | 728.3424 | 731.7419 | 735.1513 | 738.5696 | 741.9961 | 745.4301 | 748.8709 | 752.318 | 755.7708 | 759.2288 | 762.6916 | 766.1588 | 769.6301 | 773.105 | 776.5833 | 780.0647 | 783.5489 | 787.0357 | 790.525 | 794.0164 | 797.5099 | 801.0052 | 804.5023 | 808.001 | 811.5011 | 815.0026
37FP | Measured Non Household - Population | Input | 000's | 2 | 21.3896 | 22.2626 | 23.1315 | 23.9705 | 24.7809 | 25.5706 | 26.341 | 27.0924 | 27.8257 | 28.5425 | 29.2526 | 29.9573 | 30.6552 | 31.3437 | 32.0246 | 32.7108 | 32.7108 | 32.7108 | 32.7108 | 32.7108 | 32.7108 | 32.7108 | 32.7108 | 32.7108 | 32.7108 | 32.7108 | 32.7108 | 32.7108 | 32.7108 | 32.7108 | 32.7108 | 32.7108 | 32.7108 | 32.7108 | 32.7108 | 32.7108 | 32.7108 | 32.7108 | 32.7108 | 32.7108 | 32.7108 | 32.7108 | 32.7108 | 32.7108 | 32.7108 | 32.7108 | 32.7108 | 32.7108 | 32.7108 | 32.7108 | 32.7108 | 32.7108 | 32.7108 | 32.7108 | 32.7108 | 32.7108 | 32.7108 | 32.7108 | 32.7108 | 32.7108 | 32.7108
38FP | Unmeasured Non Household - Population | Input | 000's | 2 | 19.1986 | 18.1841 | 17.5562 | 16.9598 | 16.5243 | 16.1212 | 15.7243 | 15.3451 | 15.0004 | 14.8607 | 14.746 | 14.6042 | 14.408 | 14.2493 | 14.3588 | 14.4281 | 15.1093 | 15.7231 | 16.3882 | 17.2683 | 17.9672 | 18.5344 | 19.0244 | 19.4954 | 20.0036 | 20.6367 | 21.2698 | 21.9029 | 22.536 | 23.1691 | 23.8022 | 24.4353 | 25.0684 | 25.7015 | 26.3346 | 26.9677 | 27.6008 | 28.2339 | 28.867 | 29.5001 | 30.1331 | 30.7662 | 31.3993 | 32.0324 | 32.6655 | 33.2986 | 33.9317 | 34.5648 | 35.1979 | 35.831 | 36.4641 | 37.0972 | 37.7303 | 38.3634 | 38.9965 | 39.6296 | 40.2627 | 40.8958 | 41.5289 | 42.162 | 42.7951
39FP | Measured Household - Population | Input | 000's | 2 | 811.7086 | 824.2568 | 851.6055 | 875.04 | 896.7477 | 914.9816 | 923.3157 | 932.1181 | 941.0726 | 949.3684 | 957.1428 | 964.4488 | 971.5349 | 978.3827 | 985.0329 | 991.3693 | 997.6206 | 1003.6557 | 1009.4327 | 1015.0594 | 1020.6154 | 1025.9738 | 1031.642 | 1037.1558 | 1042.7473 | 1048.2662 | 1053.7809 | 1059.2358 | 1064.6354 | 1069.9839 | 1075.3272 | 1080.6267 | 1085.8856 | 1091.1068 | 1096.2929 | 1101.4464 | 1106.5695 | 1111.6641 | 1116.7322 | 1121.7754 | 1126.7952 | 1131.7932 | 1136.7706 | 1141.7286 | 1146.6683 | 1151.5908 | 1156.4969 | 1161.3876 | 1166.2637 | 1171.1259 | 1175.9748 | 1180.8111 | 1185.6353 | 1190.4481 | 1195.2499 | 1200.0412 | 1204.8224 | 1209.5938 | 1214.356 | 1219.1091 | 1242.4965
40FP | Unmeasured Household - Population | Input | 000's | 2 | 498.3715 | 492.223 | 472.2328 | 455.4995 | 438.8276 | 424.0091 | 418.9673 | 414.2698 | 409.7397 | 405.5082 | 401.6258 | 398.0238 | 394.6343 | 391.4205 | 388.3815 | 385.5764 | 383.0127 | 380.5862 | 378.3496 | 376.2396 | 374.3427 | 372.596 | 370.9171 | 369.389 | 367.7498 | 366.1793 | 364.6752 | 363.2308 | 361.8416 | 360.5033 | 359.2133 | 357.9672 | 356.7616 | 355.5936 | 354.4608 | 353.3606 | 352.2909 | 351.2495 | 350.2348 | 349.2449 | 348.2783 | 347.3337 | 346.4096 | 345.5049 | 344.6185 | 343.7494 | 342.8965 | 342.0591 | 341.2364 | 340.4275 | 339.6319 | 338.8489 | 338.078 | 337.3185 | 336.57 | 335.8321 | 335.1042 | 334.386 | 333.6772 | 332.9774 | 337.3481
41FP | Total Resource Zone Population | sum (37FP:40FP) | 000's | 2 | 1350.6683 | 1356.9264 | 1364.526 | 1371.4698 | 1376.8806 | 1380.6826 | 1384.3483 | 1388.8253 | 1393.6384 | 1398.2798 | 1402.7672 | 1407.0341 | 1411.2324 | 1415.3963 | 1419.7979 | 1424.0846 | 1428.4534 | 1432.6758 | 1436.8813 | 1441.278 | 1445.636 | 1449.8149 | 1454.2943 | 1458.7509 | 1463.2114 | 1467.793 | 1472.4367 | 1477.0803 | 1481.7238 | 1486.3671 | 1491.0535 | 1495.7399 | 1500.4263 | 1505.1127 | 1509.7991 | 1514.4855 | 1519.1719 | 1523.8583 | 1528.5447 | 1533.2311 | 1537.9175 | 1542.6039 | 1547.2904 | 1551.9768 | 1556.6632 | 1561.3496 | 1566.036 | 1570.7224 | 1575.4088 | 1580.0952 | 1584.7816 | 1589.468 | 1594.1544 | 1598.8408 | 1603.5272 | 1608.2136 | 1612.9 | 1617.5864 | 1622.2728 | 1626.9592 | 1655.3504
42FP | Average household occupancy rate (excl. voids) | (39FP + 40FP) / (34FP + 35FP) | h/prop | 1 | 2.3406 | 2.3211 | 2.3086 | 2.3003 | 2.2926 | 2.2851 | 2.2859 | 2.2857 | 2.2837 | 2.281 | 2.278 | 2.2748 | 2.271 | 2.2666 | 2.2618 | 2.2571 | 2.2526 | 2.2479 | 2.2434 | 2.2388 | 2.2347 | 2.2308 | 2.2266 | 2.2228 | 2.2177 | 2.2126 | 2.2075 | 2.2023 | 2.1971 | 2.1919 | 2.1867 | 2.1815 | 2.1763 | 2.1711 | 2.1659 | 2.1607 | 2.1555 | 2.1504 | 2.1453 | 2.1402 | 2.1352 | 2.1301 | 2.1251 | 2.1202 | 2.1153 | 2.1104 | 2.1055 | 2.1007 | 2.0959 | 2.0912 | 2.0865 | 2.0818 | 2.0772 | 2.0726 | 2.0681 | 2.0636 | 2.0591 | 2.0547 | 2.0503 | 2.046 | 2.0727
43FP | Total Household Metering penetration (excl. voids) | 34FP / (34FP + 35FP) | % | 1 | 67.71% | 69.23% | 70.83% | 72.26% | 73.57% | 74.66% | 75.06% | 75.45% | 75.82% | 76.17% | 76.49% | 76.79% | 77.07% | 77.33% | 77.58% | 77.82% | 78.04% | 78.25% | 78.44% | 78.63% | 78.8% | 78.96% | 79.13% | 79.28% | 79.44% | 79.59% | 79.74% | 79.88% | 80.02% | 80.16% | 80.29% | 80.42% | 80.54% | 80.67% | 80.79% | 80.9% | 81.02% | 81.13% | 81.24% | 81.35% | 81.45% | 81.56% | 81.66% | 81.76% | 81.86% | 81.96% | 82.05% | 82.15% | 82.24% | 82.33% | 82.43% | 82.52% | 82.6% | 82.69% | 82.78% | 82.86% | 82.95% | 83.03% | 83.11% | 83.2% | 83.28%
44FP | Total Household Metering penetration (incl. voids) | (34FP) / (34FP + 34.7FP + 35FP + 35.1FP) | % | 1 | 65.87% | 67.96% | 69.55% | 70.97% | 72.27% | 73.35% | 73.74% | 74.12% | 74.5% | 74.84% | 75.16% | 75.46% | 75.74% | 76.01% | 76.26% | 76.5% | 76.72% | 76.93% | 77.13% | 77.32% | 77.49% | 77.66% | 77.83% | 77.98% | 78.14% | 78.3% | 78.45% | 78.6% | 78.74% | 78.88% | 79.02% | 79.15% | 79.28% | 79.41% | 79.53% | 79.66% | 79.77% | 79.89% | 80.01% | 80.12% | 80.23% | 80.34% | 80.45% | 80.55% | 80.65% | 80.76% | 80.86% | 80.96% | 81.06% | 81.15% | 81.25% | 81.34% | 81.43% | 81.53% | 81.62% | 81.71% | 81.8% | 81.88% | 81.97% | 82.06% | 82.14%
45FP | Distribution input | sum (12FP:15FP) + 21FP + 22FP + 27FP + 28FP | Ml/d | 2 | 344.4862 | 333.4912 | 339.9556 | 351.8368 | 344.6698 | 345.294 | 343.272 | 339.3757 | 335.5456 | 331.8547 | 328.1143 | 323.22 | 317.9091 | 312.6441 | 307.6252 | 302.749 | 299.0256 | 295.606 | 292.4224 | 290.0928 | 288.3387 | 286.5958 | 284.9599 | 283.3276 | 281.8116 | 280.2956 | 278.8048 | 277.5229 | 276.2326 | 274.9332 | 273.6307 | 274.1979 | 275.6771 | 277.0014 | 278.1819 | 279.2604 | 280.278 | 281.1813 | 281.9789 | 282.6773 | 283.2842 | 283.805 | 284.2465 | 284.613 | 284.9106 | 285.1432 | 285.3152 | 285.4303 | 285.4922 | 285.5042 | 285.4693 | 285.3904 | 285.27 | 285.1112 | 284.915 | 284.6841 | 284.4208 | 284.1258 | 283.8019 | 283.45 | 285.6892
46FP | Target headroom (climate change component) | Input | Ml/d | 2 | 0 | 0 | 0 | 0 | 0 | 0 | 0 | 0 | 0 | 0 | 0 | 0 | 0 | 0 | 0 | 0 | 0 | 0 | 0 | 0 | 0 | 0 | 0 | 0 | 0 | 0 | 0 | 0 | 0 | 0 | 0 | 0 | 0 | 0 | 0 | 0 | 0 | 0 | 0 | 0 | 0 | 0 | 0 | 0 | 0 | 0 | 0 | 0 | 0 | 0 | 0 | 0 | 0 | 0 | 0 | 0 | 0 | 0 | 0 | 0 | 0
47FP | Target headroom (All other components) | Input | Ml/d | 2 | 14.41 | 13.9515 | 14.2205 | 14.4166 | 14.4171 | 14.4432 | 14.4579 | 14.4775 | 14.5011 | 14.53 | 14.5567 | 14.5843 | 14.6107 | 14.6332 | 14.6602 | 14.6869 | 14.7148 | 14.7419 | 14.7701 | 14.8012 | 14.8267 | 14.8508 | 14.8762 | 14.8993 | 14.927 | 14.9545 | 14.9831 | 15.0208 | 15.0583 | 15.0957 | 15.1332 | 15.1706 | 15.2079 | 15.2451 | 15.2821 | 15.3204 | 15.3611 | 15.4018 | 15.4424 | 15.4829 | 15.5234 | 15.5638 | 15.6041 | 15.6442 | 15.6844 | 15.7244 | 15.7644 | 15.8043 | 15.8441 | 15.8838 | 15.9235 | 15.9631 | 16.0026 | 16.042 | 16.0813 | 16.1206 | 16.1598 | 16.1989 | 16.238 | 16.2769 | 16.318
48FP | Target Headroom | 46FP + 47FP | Ml/d | 2 | 14.41 | 13.9515 | 14.2205 | 14.4166 | 14.4171 | 14.4432 | 14.4579 | 14.4775 | 14.5011 | 14.53 | 14.5567 | 14.5843 | 14.6107 | 14.6332 | 14.6602 | 14.6869 | 14.7148 | 14.7419 | 14.7701 | 14.8012 | 14.8267 | 14.8508 | 14.8762 | 14.8993 | 14.927 | 14.9545 | 14.9831 | 15.0208 | 15.0583 | 15.0957 | 15.1332 | 15.1706 | 15.2079 | 15.2451 | 15.2821 | 15.3204 | 15.3611 | 15.4018 | 15.4424 | 15.4829 | 15.5234 | 15.5638 | 15.6041 | 15.6442 | 15.6844 | 15.7244 | 15.7644 | 15.8043 | 15.8441 | 15.8838 | 15.9235 | 15.9631 | 16.0026 | 16.042 | 16.0813 | 16.1206 | 16.1598 | 16.1989 | 16.238 | 16.2769 | 16.318
49FP | Available Headroom | 11FP - 45FP | Ml/d | 2 | 39.7329 | 50.6158 | 44.1015 | 32.0555 | 38.8384 | 37.6078 | 51.4068 | 54.9138 | 58.4499 | 61.8599 | 65.3323 | 67.9681 | 73.0723 | 78.1662 | 87.0313 | 91.7538 | 48.8813 | 52.1731 | 55.2288 | 57.4474 | 59.0914 | 54.9678 | 56.5322 | 55.3108 | 56.7549 | 58.1967 | 59.626 | 60.8461 | 62.0745 | 63.3121 | 64.5596 | 61.9859 | 58.2712 | 56.8913 | 55.6553 | 54.5212 | 53.4481 | 52.4792 | 51.626 | 50.8721 | 50.2095 | 49.6332 | 49.1361 | 48.714 | 51.2709 | 50.9827 | 50.7552 | 50.5845 | 50.467 | 50.3894 | 50.3688 | 50.3921 | 50.4569 | 50.5602 | 50.7008 | 50.8762 | 51.084 | 51.3234 | 51.5917 | 51.8881 | 49.5934
49.1FP | Available non-potable balance (if applicable) | 1.1FP - 12.1FP | Ml/d | 2 | 0 | 0 | 0 | 0 | 0 | 0 | 0 | 0 | 0 | 0 | 0 | 0 | 0 | 0 | 0 | 0 | 0 | 0 | 0 | 0 | 0 | 0 | 0 | 0 | 0 | 0 | 0 | 0 | 0 | 0 | 0 | 0 | 0 | 0 | 0 | 0 | 0 | 0 | 0 | 0 | 0 | 0 | 0 | 0 | 0 | 0 | 0 | 0 | 0 | 0 | 0 | 0 | 0 | 1 | 2 | 3 | 4 | 5 | 6 | 7 | 8
50FP | Supply Demand Balance | 49FP - 48FP | Ml/d | 2 | 25.3229 | 36.6643 | 29.881 | 17.6388 | 24.4212 | 23.1646 | 36.949 | 40.4363 | 43.9489 | 47.3299 | 50.7756 | 53.3838 | 58.4616 | 63.533 | 72.3711 | 77.0668 | 34.1665 | 37.4312 | 40.4587 | 42.6462 | 44.2647 | 40.117 | 41.656 | 40.4115 | 41.8279 | 43.2422 | 44.6428 | 45.8253 | 47.0162 | 48.2164 | 49.4264 | 46.8152 | 43.0632 | 41.6462 | 40.3731 | 39.2008 | 38.0869 | 37.0774 | 36.1835 | 35.3891 | 34.6861 | 34.0694 | 33.5321 | 33.0698 | 35.5865 | 35.2582 | 34.9907 | 34.7802 | 34.6229 | 34.5056 | 34.4453 | 34.4291 | 34.4544 | 34.5182 | 34.6195 | 34.7556 | 34.9242 | 35.1245 | 35.3538 | 35.6112 | 33.2754
Water Company | Wessex Water | Version | 1
WRZ | WXWWSX | Planning Scenario | DYAA
Table 3d: DYCP - Baseline
WRMP24 reference | Component | Derivation | Unit | Decimal places | 2019-20 | 2020-21 | 2021-22 | 2022-23 | 2023-24 | 2024-25 | 2025-26 | 2026-27 | 2027-28 | 2028-29 | 2029-30 | 2030-31 | 2031-32 | 2032-33 | 2033-34 | 2034-35 | 2035-36 | 2036-37 | 2037-38 | 2038-39 | 2039-40 | 2040-41 | 2041-42 | 2042-43 | 2043-44 | 2044-45 | 2045-46 | 2046-47 | 2047-48 | 2048-49 | 2049-50 | 2050-51 | 2051-52 | 2052-53 | 2053-54 | 2054-55 | 2055-56 | 2056-57 | 2057-58 | 2058-59 | 2059-60 | 2060-61 | 2061-62 | 2062-63 | 2063-64 | 2064-65 | 2065-66 | 2066-67 | 2067-68 | 2068-69 | 2069-70 | 2070-71 | 2071-72 | 2072-73 | 2073-74 | 2074-75 | 2075-76 | 2076-77 | 2077-78 | 2078-79 | 2079-80 | 2080-81 | 2081-82 | 2082-83 | 2083-84 | 2084-85 | 2085-86 | 2086-87 | 2087-88 | 2088-89 | 2089-90 | 2090-91 | 2091-92 | 2092-93 | 2093-94 | 2094-95 | 2095-96 | 2096-97 | 2097-98 | 2098-99 | 2099-100
1BL | Raw water abstracted | Input | Ml/d | 2 | 395.5542 | 382.8352 | 389.7614 | 394.1625 | 393.1121 | 392.5568 | 392.4234 | 392.5532 | 392.8567 | 393.3411 | 393.7847 | 394.2598 | 394.8732 | 395.3734 | 396.0275 | 396.678 | 394.9427 | 395.4726 | 396.041 | 396.6868 | 397.2468 | 397.7936 | 398.3343 | 398.829 | 399.4599 | 400.0951 | 400.7661 | 401.6919 | 402.6201 | 403.5496 | 404.4812 | 405.4134 | 406.3462 | 407.2795 | 408.2128 | 409.1905 | 410.2573 | 411.325 | 412.3941 | 413.463 | 414.5329 | 415.6023 | 416.6724 | 417.7418 | 418.8116 | 419.881 | 420.95 | 422.0185 | 423.0864 | 424.1535 | 425.2199 | 426.2855 | 427.3501 | 428.4144 | 429.4771 | 430.5387 | 431.5998 | 432.6592 | 433.7179 | 434.7755 | 435.8765
1.1BL | Non-potable water supplies | Input | Ml/d | 2 | 0 | 0 | 0 | 0 | 0 | 0 | 0 | 0 | 0 | 0 | 0 | 0 | 0 | 0 | 0 | 0 | 0 | 0 | 0 | 0 | 0 | 0 | 0 | 0 | 0 | 0 | 0 | 0 | 0 | 0 | 0 | 0 | 0 | 0 | 0 | 0 | 0 | 0 | 0 | 0 | 0 | 0 | 0 | 0 | 0 | 0 | 0 | 0 | 0 | 0 | 0 | 0 | 0 | 1 | 2 | 3 | 4 | 5 | 6 | 7 | 8
2BL | Raw water imported | Input | Ml/d | 2 | 0 | 0 | 0 | 0 | 0 | 0 | 0 | 0 | 0 | 0 | 0 | 0 | 0 | 0 | 0 | 0 | 0 | 0 | 0 | 0 | 0 | 0 | 0 | 0 | 0 | 0 | 0 | 0 | 0 | 0 | 0 | 0 | 0 | 0 | 0 | 0 | 0 | 0 | 0 | 0 | 0 | 0 | 0 | 0 | 0 | 0 | 0 | 0 | 0 | 0 | 0 | 0 | 0 | 0 | 0 | 0 | 0 | 0 | 0 | 0 | 0
3BL | Potable water imported | Input | Ml/d | 2 | 15.48 | 15.48 | 15.48 | 15.48 | 15.48 | 15.48 | 15.48 | 15.48 | 15.48 | 15.48 | 15.48 | 15.48 | 15.48 | 15.48 | 15.48 | 15.48 | 15.48 | 15.48 | 15.48 | 15.48 | 15.48 | 15.48 | 15.48 | 15.48 | 15.48 | 15.48 | 15.48 | 15.48 | 15.48 | 15.48 | 15.48 | 15.48 | 15.48 | 15.48 | 15.48 | 15.48 | 15.48 | 15.48 | 15.48 | 15.48 | 15.48 | 15.48 | 15.48 | 15.48 | 15.48 | 15.48 | 15.48 | 15.48 | 15.48 | 15.48 | 15.48 | 15.48 | 15.48 | 15.48 | 15.48 | 15.48 | 15.48 | 15.48 | 15.48 | 15.48 | 15.48
4BL | Raw water exported enter as -ve | Input | Ml/d | 2 | -1.5 | -1.5 | -1.5 | -1.5 | -1.5 | -1.5 | -1.5 | -1.5 | -1.5 | -1.5 | -1.5 | -1.5 | -1.5 | -1.5 | -1.5 | -1.5 | -1.5 | -1.5 | -1.5 | -1.5 | -1.5 | -1.5 | -1.5 | -1.5 | -1.5 | -1.5 | -1.5 | -1.5 | -1.5 | -1.5 | -1.5 | -1.5 | -1.5 | -1.5 | -1.5 | -1.5 | -1.5 | -1.5 | -1.5 | -1.5 | -1.5 | -1.5 | -1.5 | -1.5 | -1.5 | -1.5 | -1.5 | -1.5 | -1.5 | -1.5 | -1.5 | -1.5 | -1.5 | -1.5 | -1.5 | -1.5 | -1.5 | -1.5 | -1.5 | -1.5 | -1.5
5BL | Potable water exported enter as -ve | Input | Ml/d | 2 | -1.15 | -1.15 | -1.15 | -1.2869 | -1.6743 | -2.3121 | -2.8762 | -3.2243 | -3.4934 | -3.7593 | -4.0165 | -4.2245 | -4.3856 | -4.5156 | -4.637 | -4.7583 | -7.1235 | -7.2134 | -7.3035 | -7.3734 | -7.4426 | -7.5296 | -7.5417 | -7.5536 | -7.566 | -7.5782 | -7.5903 | -7.6025 | -7.6147 | -7.6271 | -7.6321 | -7.6377 | -7.6432 | -7.6487 | -7.6543 | -7.6598 | -7.6654 | -7.671 | -7.6765 | -7.6821 | -7.6877 | -7.6933 | -7.6988 | -7.7044 | -7.71 | -7.7155 | -7.7211 | -7.7267 | -7.7322 | -7.7378 | -7.7434 | -7.7489 | -7.7545 | -7.76 | -7.7656 | -7.7711 | -7.7767 | -7.7822 | -7.7878 | -7.7933 | -7.7988
6BL | Deployable Output before forecast changes | Input | Ml/d | 2 | 440.61 | 440.61 | 440.61 | 440.61 | 440.61 | 440.61 | 440.61 | 440.61 | 440.61 | 440.61 | 440.61 | 440.61 | 440.61 | 440.61 | 440.61 | 440.61 | 440.61 | 440.61 | 440.61 | 440.61 | 440.61 | 440.61 | 440.61 | 440.61 | 440.61 | 440.61 | 440.61 | 440.61 | 440.61 | 440.61 | 440.61 | 440.61 | 440.61 | 440.61 | 440.61 | 440.61 | 440.61 | 440.61 | 440.61 | 440.61 | 440.61 | 440.61 | 440.61 | 440.61 | 440.61 | 440.61 | 440.61 | 440.61 | 440.61 | 440.61 | 440.61 | 440.61 | 440.61 | 440.61 | 440.61 | 440.61 | 440.61 | 440.61 | 440.61 | 440.61 | 440.61
6.1BL | Deployable Output post forecast changes | 6BL + 7BL | Ml/d | 2 | 440.66 | 440.66 | 440.66 | 440.66 | 440.66 | 440.67 | 440.67 | 440.67 | 440.67 | 440.67 | 440.67 | 433.68 | 433.68 | 433.68 | 433.68 | 433.68 | 369.7702 | 369.7802 | 369.7802 | 369.7802 | 369.7802 | 366.5727 | 366.5727 | 363.8645 | 363.8645 | 363.8645 | 363.8645 | 363.8645 | 363.8645 | 363.8645 | 363.8745 | 363.8745 | 363.8745 | 363.8745 | 363.8745 | 363.8745 | 363.8845 | 363.8845 | 363.8845 | 363.8845 | 363.8845 | 363.8845 | 363.8945 | 363.8945 | 363.8945 | 363.8945 | 363.8945 | 363.8945 | 363.9045 | 363.9045 | 363.9045 | 363.9045 | 363.9045 | 363.9045 | 363.9145 | 363.9145 | 363.9145 | 363.9145 | 363.9145 | 363.9145 | 363.9145
7BL | Baseline forecast changes to Deployable Output | sum (7.1BL:7.6BL) | Ml/d | 2 | 0.05 | 0.05 | 0.05 | 0.05 | 0.05 | 0.06 | 0.06 | 0.06 | 0.06 | 0.06 | 0.06 | -6.93 | -6.93 | -6.93 | -6.93 | -6.93 | -70.8398 | -70.8298 | -70.8298 | -70.8298 | -70.8298 | -74.0373 | -74.0373 | -76.7455 | -76.7455 | -76.7455 | -76.7455 | -76.7455 | -76.7455 | -76.7455 | -76.7355 | -76.7355 | -76.7355 | -76.7355 | -76.7355 | -76.7355 | -76.7255 | -76.7255 | -76.7255 | -76.7255 | -76.7255 | -76.7255 | -76.7155 | -76.7155 | -76.7155 | -76.7155 | -76.7155 | -76.7155 | -76.7055 | -76.7055 | -76.7055 | -76.7055 | -76.7055 | -76.7055 | -76.6955 | -76.6955 | -76.6955 | -76.6955 | -76.6955 | -76.6955 | -76.6955
7.1BL | Change in DO due to climate change | Input | Ml/d | 2 | 0.05 | 0.05 | 0.05 | 0.05 | 0.05 | 0.06 | 0.06 | 0.06 | 0.06 | 0.06 | 0.06 | 0.07 | 0.07 | 0.07 | 0.07 | 0.07 | 0.07 | 0.08 | 0.08 | 0.08 | 0.08 | 0.08 | 0.08 | 0.09 | 0.09 | 0.09 | 0.09 | 0.09 | 0.09 | 0.09 | 0.1 | 0.1 | 0.1 | 0.1 | 0.1 | 0.1 | 0.11 | 0.11 | 0.11 | 0.11 | 0.11 | 0.11 | 0.12 | 0.12 | 0.12 | 0.12 | 0.12 | 0.12 | 0.13 | 0.13 | 0.13 | 0.13 | 0.13 | 0.13 | 0.14 | 0.14 | 0.14 | 0.14 | 0.14 | 0.14 | 0.14
7.2BL | Total confirmed DO reductions to restore sustainable abstraction enter as -ve | Input | Ml/d | 2 | 0 | 0 | 0 | 0 | 0 | 0 | 0 | 0 | 0 | 0 | 0 | 0 | 0 | 0 | 0 | 0 | -9.3138 | -9.3138 | -9.3138 | -9.3138 | -9.3138 | -9.3138 | -9.3138 | -9.3138 | -9.3138 | -9.3138 | -9.3138 | -9.3138 | -9.3138 | -9.3138 | -9.3138 | -9.3138 | -9.3138 | -9.3138 | -9.3138 | -9.3138 | -9.3138 | -9.3138 | -9.3138 | -9.3138 | -9.3138 | -9.3138 | -9.3138 | -9.3138 | -9.3138 | -9.3138 | -9.3138 | -9.3138 | -9.3138 | -9.3138 | -9.3138 | -9.3138 | -9.3138 | -9.3138 | -9.3138 | -9.3138 | -9.3138 | -9.3138 | -9.3138 | -9.3138 | -9.3138
7.3BL | Total expected DO reductions to restore sustainable abstraction (Environmental Destination) (excl. any confirmed reductions) enter as -ve | Input | Ml/d | 2 | 0 | 0 | 0 | 0 | 0 | 0 | 0 | 0 | 0 | 0 | 0 | -7 | -7 | -7 | -7 | -7 | -61.596 | -61.596 | -61.596 | -61.596 | -61.596 | -64.8036 | -64.8036 | -67.5217 | -67.5217 | -67.5217 | -67.5217 | -67.5217 | -67.5217 | -67.5217 | -67.5217 | -67.5217 | -67.5217 | -67.5217 | -67.5217 | -67.5217 | -67.5217 | -67.5217 | -67.5217 | -67.5217 | -67.5217 | -67.5217 | -67.5217 | -67.5217 | -67.5217 | -67.5217 | -67.5217 | -67.5217 | -67.5217 | -67.5217 | -67.5217 | -67.5217 | -67.5217 | -67.5217 | -67.5217 | -67.5217 | -67.5217 | -67.5217 | -67.5217 | -67.5217 | -67.5217
7.4BL | Change in DO from prolonged Outage reduction enter as -ve | Input | Ml/d | 2 | 0 | 0 | 0 | 0 | 0 | 0 | 0 | 0 | 0 | 0 | 0 | 0 | 0 | 0 | 0 | 0 | 0 | 0 | 0 | 0 | 0 | 0 | 0 | 0 | 0 | 0 | 0 | 0 | 0 | 0 | 0 | 0 | 0 | 0 | 0 | 0 | 0 | 0 | 0 | 0 | 0 | 0 | 0 | 0 | 0 | 0 | 0 | 0 | 0 | 0 | 0 | 0 | 0 | 0 | 0 | 0 | 0 | 0 | 0 | 0 | 0
7.5BL | Change in DO from drought measures | Zero for baseline | Ml/d | 2 | 0 | 0 | 0 | 0 | 0 | 0 | 0 | 0 | 0 | 0 | 0 | 0 | 0 | 0 | 0 | 0 | 0 | 0 | 0 | 0 | 0 | 0 | 0 | 0 | 0 | 0 | 0 | 0 | 0 | 0 | 0 | 0 | 0 | 0 | 0 | 0 | 0 | 0 | 0 | 0 | 0 | 0 | 0 | 0 | 0 | 0 | 0 | 0 | 0 | 0 | 0 | 0 | 0 | 0 | 0 | 0 | 0 | 0 | 0 | 0 | 0
7.6BL | Total other changes to DO (specify e.g. Nitrates) | Input | Ml/d | 2 | 0 | 0 | 0 | 0 | 0 | 0 | 0 | 0 | 0 | 0 | 0 | 0 | 0 | 0 | 0 | 0 | 0 | 0 | 0 | 0 | 0 | 0 | 0 | 0 | 0 | 0 | 0 | 0 | 0 | 0 | 0 | 0 | 0 | 0 | 0 | 0 | 0 | 0 | 0 | 0 | 0 | 0 | 0 | 0 | 0 | 0 | 0 | 0 | 0 | 0 | 0 | 0 | 0 | 0 | 0 | 0 | 0 | 0 | 0 | 0 | 0
8BL | Raw water losses, treatment works losses and operational use | Input | Ml/d | 2 | 2.957 | 3.009 | 3.009 | 3.009 | 3.009 | 3.009 | 3.009 | 3.009 | 3.009 | 3.009 | 3.009 | 3.009 | 3.009 | 3.009 | 3.009 | 3.009 | 3.009 | 3.009 | 3.009 | 3.009 | 3.009 | 3.009 | 3.009 | 3.009 | 3.009 | 3.009 | 3.009 | 3.009 | 3.009 | 3.009 | 3.009 | 3.009 | 3.009 | 3.009 | 3.009 | 3.009 | 3.009 | 3.009 | 3.009 | 3.009 | 3.009 | 3.009 | 3.009 | 3.009 | 3.009 | 3.009 | 3.009 | 3.009 | 3.009 | 3.009 | 3.009 | 3.009 | 3.009 | 3.009 | 3.009 | 3.009 | 3.009 | 3.009 | 3.009 | 3.009 | 3.009
9BL | Total Outage Allowance | Input | Ml/d | 2 | 13.63 | 13.63 | 13.63 | 13.63 | 13.63 | 13.63 | 13.63 | 13.63 | 13.63 | 13.63 | 13.63 | 13.63 | 13.63 | 13.63 | 13.63 | 13.63 | 13.63 | 13.63 | 13.63 | 13.63 | 13.63 | 13.63 | 13.63 | 13.63 | 13.63 | 13.63 | 13.63 | 13.63 | 13.63 | 13.63 | 13.63 | 13.63 | 13.63 | 13.63 | 13.63 | 13.63 | 13.63 | 13.63 | 13.63 | 13.63 | 13.63 | 13.63 | 13.63 | 13.63 | 13.63 | 13.63 | 13.63 | 13.63 | 13.63 | 13.63 | 13.63 | 13.63 | 13.63 | 13.63 | 13.63 | 13.63 | 13.63 | 13.63 | 13.63 | 13.63 | 13.63
10BL | Water Available For Use (own sources) | (6BL + 7BL) - (8BL + 9BL) | Ml/d | 2 | 424.073 | 424.021 | 424.021 | 424.021 | 424.021 | 424.031 | 424.031 | 424.031 | 424.031 | 424.031 | 424.031 | 417.041 | 417.041 | 417.041 | 417.041 | 417.041 | 353.1312 | 353.1412 | 353.1412 | 353.1412 | 353.1412 | 349.9337 | 349.9337 | 347.2255 | 347.2255 | 347.2255 | 347.2255 | 347.2255 | 347.2255 | 347.2255 | 347.2355 | 347.2355 | 347.2355 | 347.2355 | 347.2355 | 347.2355 | 347.2455 | 347.2455 | 347.2455 | 347.2455 | 347.2455 | 347.2455 | 347.2555 | 347.2555 | 347.2555 | 347.2555 | 347.2555 | 347.2555 | 347.2655 | 347.2655 | 347.2655 | 347.2655 | 347.2655 | 347.2655 | 347.2755 | 347.2755 | 347.2755 | 347.2755 | 347.2755 | 347.2755 | 347.2755
11BL | Total Water Available For Use | 10BL + sum (2BL:5BL) | Ml/d | 2 | 436.903 | 436.851 | 436.851 | 436.7141 | 436.3267 | 435.6989 | 435.1348 | 434.7867 | 434.5176 | 434.2517 | 433.9945 | 426.7965 | 426.6354 | 426.5054 | 426.384 | 426.2627 | 359.9877 | 359.9078 | 359.8176 | 359.7478 | 359.6786 | 356.3841 | 356.372 | 353.6519 | 353.6395 | 353.6273 | 353.6152 | 353.603 | 353.5907 | 353.5784 | 353.5834 | 353.5778 | 353.5723 | 353.5667 | 353.5612 | 353.5556 | 353.5601 | 353.5545 | 353.5489 | 353.5434 | 353.5378 | 353.5322 | 353.5367 | 353.5311 | 353.5255 | 353.5199 | 353.5144 | 353.5088 | 353.5132 | 353.5077 | 353.5021 | 353.4966 | 353.491 | 353.4854 | 353.4899 | 353.4843 | 353.4788 | 353.4733 | 353.4677 | 353.4622 | 353.4567
12BL | Water delivered measured non-household | Input Note - consumption & uspl | Ml/d | 2 | 91.0331 | 80.6408 | 86.2215 | 89.9485 | 89.9693 | 89.9251 | 89.7865 | 89.616 | 89.3846 | 89.3286 | 89.2702 | 89.2681 | 89.2174 | 89.0505 | 88.99 | 88.9712 | 88.8947 | 88.8093 | 88.8118 | 88.909 | 88.9099 | 88.9252 | 88.909 | 88.8858 | 88.8693 | 88.8552 | 88.8405 | 88.8266 | 88.8128 | 88.7985 | 88.785 | 88.7715 | 88.7582 | 88.745 | 88.732 | 88.7196 | 88.7068 | 88.6941 | 88.6821 | 88.6696 | 88.6579 | 88.6456 | 88.6341 | 88.6221 | 88.6108 | 88.5997 | 88.5886 | 88.5777 | 88.5669 | 88.5562 | 88.5456 | 88.5351 | 88.5247 | 88.5151 | 88.505 | 88.495 | 88.4857 | 88.4759 | 88.4668 | 88.4578 | 88.4484
12.1BL | Non-potable water consumption | Input | Ml/d | 2 | 0 | 0 | 0 | 0 | 0 | 0 | 0 | 0 | 0 | 0 | 0 | 0 | 0 | 0 | 0 | 0 | 0 | 0 | 0 | 0 | 0 | 0 | 0 | 0 | 0 | 0 | 0 | 0 | 0 | 0 | 0 | 0 | 0 | 0 | 0 | 0 | 0 | 0 | 0 | 0 | 0 | 0 | 0 | 0 | 0 | 0 | 0 | 0 | 0 | 0 | 0 | 0 | 0 | 1 | 2 | 3 | 4 | 5 | 6 | 7 | 8
13BL | Water delivered unmeasured non-household | Input Note - consumption & uspl | Ml/d | 2 | 5.2017 | 5.0729 | 4.8304 | 4.5996 | 4.3798 | 4.1705 | 3.9712 | 3.7814 | 3.6007 | 3.4287 | 3.2648 | 3.1088 | 2.9603 | 2.8188 | 2.6841 | 2.5558 | 2.5558 | 2.5558 | 2.5558 | 2.5558 | 2.5558 | 2.5558 | 2.5558 | 2.5558 | 2.5558 | 2.5558 | 2.5558 | 2.5558 | 2.5558 | 2.5558 | 2.5558 | 2.5558 | 2.5558 | 2.5558 | 2.5558 | 2.5558 | 2.5558 | 2.5558 | 2.5558 | 2.5558 | 2.5558 | 2.5558 | 2.5558 | 2.5558 | 2.5558 | 2.5558 | 2.5558 | 2.5558 | 2.5558 | 2.5558 | 2.5558 | 2.5558 | 2.5558 | 2.5558 | 2.5558 | 2.5558 | 2.5558 | 2.5558 | 2.5558 | 2.5558 | 2.5558
14BL | Water delivered measured household | Input Note - consumption & uspl | Ml/d | 2 | 122.5339 | 126.3548 | 133.9309 | 138.207 | 142.2151 | 145.6455 | 147.3294 | 149.0912 | 150.9398 | 152.6849 | 154.3078 | 155.8372 | 157.3279 | 158.7848 | 160.2091 | 161.5431 | 162.8137 | 164.0428 | 165.1901 | 166.3018 | 167.3377 | 168.3049 | 169.3223 | 170.2699 | 171.3192 | 172.3488 | 173.4011 | 174.6913 | 175.9701 | 177.2381 | 178.5021 | 179.7569 | 181.0029 | 182.2408 | 183.4712 | 184.6943 | 185.9108 | 187.121 | 188.3253 | 189.524 | 190.7173 | 191.9056 | 193.0891 | 194.268 | 195.4426 | 196.6129 | 197.7792 | 198.9417 | 200.1005 | 201.2557 | 202.4075 | 203.5559 | 204.7012 | 205.8433 | 206.9825 | 208.1187 | 209.252 | 210.3826 | 211.5104 | 212.6357 | 213.8081
15BL | Water delivered unmeasured household | Input Note - consumption & uspl | Ml/d | 2 | 125.2537 | 121.8682 | 117.4976 | 113.4869 | 109.4471 | 105.8686 | 104.6982 | 103.6337 | 102.6707 | 101.7925 | 100.9844 | 100.2432 | 99.5634 | 98.939 | 98.3656 | 97.8322 | 97.3353 | 96.8746 | 96.4421 | 96.0394 | 95.6576 | 95.2963 | 94.9578 | 94.6351 | 94.3389 | 94.0583 | 93.7916 | 93.5372 | 93.294 | 93.0607 | 92.8363 | 92.6198 | 92.4102 | 92.2068 | 92.0089 | 91.8597 | 91.8049 | 91.7554 | 91.7105 | 91.6699 | 91.6333 | 91.6001 | 91.5702 | 91.5433 | 91.519 | 91.4971 | 91.4774 | 91.4597 | 91.4438 | 91.4296 | 91.4168 | 91.4054 | 91.3952 | 91.3862 | 91.3781 | 91.371 | 91.3647 | 91.3591 | 91.3542 | 91.3499 | 91.3581
16BL | Percentage of consumption driven by climate change | Input | % | 1 | 0% | 0% | 0.01631% | 0.03363% | 0.05095% | 0.06726% | 0.08458% | 0.1019% | 0.1182% | 0.1355% | 0.1518% | 0.1692% | 0.1865% | 0.2028% | 0.2201% | 0.2364% | 0.2538% | 0.2711% | 0.2874% | 0.3047% | 0.322% | 0.339% | 0.3559% | 0.3729% | 0.3898% | 0.4068% | 0.4237% | 0.4407% | 0.4576% | 0.4746% | 0.4915% | 0.5085% | 0.5254% | 0.5424% | 0.5593% | 0.5763% | 0.5932% | 0.6102% | 0.6271% | 0.6441% | 0.661% | 0.678% | 0.6949% | 0.7119% | 0.7288% | 0.7458% | 0.7627% | 0.7797% | 0.7966% | 0.8136% | 0.8305% | 0.8475% | 0.8644% | 0.8814% | 0.8983% | 0.9153% | 0.9322% | 0.9492% | 0.9661% | 0.9831% | 1%
17BL | Volume of consumption driven by climate change | 16BL * (12BL + sum(13BL:15BL) - sum (23BL:26BL)) | Ml/d | 2 | 0 | 0 | 0.053997 | 0.11269 | 0.1707 | 0.22514 | 0.2833 | 0.34169 | 0.39693 | 0.45598 | 0.51174 | 0.57119 | 0.63083 | 0.68703 | 0.74714 | 0.80401 | 0.86466 | 0.92551 | 0.98319 | 1.0449 | 1.1063 | 1.1666 | 1.2272 | 1.2878 | 1.3491 | 1.4107 | 1.4726 | 1.5359 | 1.5995 | 1.6635 | 1.7278 | 1.7924 | 1.8574 | 1.9227 | 1.9883 | 2.0545 | 2.1215 | 2.1889 | 2.2567 | 2.3249 | 2.3934 | 2.4623 | 2.5316 | 2.6012 | 2.6712 | 2.7415 | 2.8122 | 2.8833 | 2.9547 | 3.0265 | 3.0986 | 3.1711 | 3.2439 | 3.3259 | 3.4086 | 3.492 | 3.5761 | 3.6608 | 3.7463 | 3.8324 | 3.9198
18BL | Measured Household - PCC | ((14BL - 25BL) * 1,000,000) / (39BL *1,000) | l/h/d | 1 | 146.127 | 148.3669 | 152.3339 | 153.0014 | 153.6447 | 154.2312 | 154.604 | 154.9734 | 155.4005 | 155.8217 | 156.1963 | 156.5467 | 156.8883 | 157.2295 | 157.5653 | 157.8576 | 158.0976 | 158.3284 | 158.5179 | 158.6944 | 158.8074 | 158.8843 | 158.9597 | 158.9923 | 159.1074 | 159.2138 | 159.3413 | 159.7014 | 160.0555 | 160.4038 | 160.7458 | 161.0825 | 161.414 | 161.7407 | 162.0626 | 162.3799 | 162.6928 | 163.0014 | 163.3059 | 163.6063 | 163.9027 | 164.1953 | 164.4841 | 164.7693 | 165.0508 | 165.3288 | 165.6033 | 165.8745 | 166.1423 | 166.4068 | 166.6682 | 166.9263 | 167.1814 | 167.4335 | 167.6825 | 167.9286 | 168.1718 | 168.4122 | 168.6497 | 168.8845 | 166.6191
19BL | Unmeasured Household - PCC | ((15BL - 26BL) * 1,000,000) / (40BL *1,000) | l/h/d | 1 | 236.8572 | 233.4387 | 234.6802 | 235.0944 | 235.4093 | 235.7145 | 235.9494 | 236.2294 | 236.6491 | 237.0968 | 237.5078 | 237.9142 | 238.3437 | 238.8045 | 239.287 | 239.7267 | 240.1092 | 240.498 | 240.8392 | 241.1767 | 241.4309 | 241.6405 | 241.8652 | 242.0318 | 242.3415 | 242.6477 | 242.9472 | 243.2408 | 243.5278 | 243.8079 | 244.0798 | 244.3438 | 244.5998 | 244.8474 | 245.0862 | 245.4406 | 246.0428 | 246.6424 | 247.2393 | 247.8334 | 248.4245 | 249.0127 | 249.5979 | 250.18 | 250.759 | 251.3349 | 251.9076 | 252.4772 | 253.0436 | 253.6069 | 254.167 | 254.7239 | 255.2777 | 255.8283 | 256.3758 | 256.9201 | 257.4614 | 257.9996 | 258.5347 | 259.0668 | 255.7359
20BL | Average Household - PCC | (((14BL - 25BL) + (15BL - 26BL)) * 1,000,000) / ((39BL + 40BL) *1,000) | l/h/d | 1 | 180.642 | 180.1747 | 181.708 | 181.1053 | 180.51 | 180.0339 | 179.9944 | 179.9751 | 180.0455 | 180.147 | 180.2304 | 180.3169 | 180.4177 | 180.5395 | 180.675 | 180.7828 | 180.8491 | 180.9203 | 180.961 | 180.9995 | 180.9797 | 180.9316 | 180.8847 | 180.8003 | 180.8085 | 180.8136 | 180.8358 | 181.0334 | 181.2291 | 181.4229 | 181.6129 | 181.8005 | 181.9856 | 182.168 | 182.3477 | 182.5547 | 182.8205 | 183.0838 | 183.3448 | 183.6032 | 183.8591 | 184.1124 | 184.3632 | 184.6113 | 184.8569 | 185.0999 | 185.3403 | 185.578 | 185.8132 | 186.0458 | 186.2758 | 186.5032 | 186.728 | 186.9503 | 187.1701 | 187.3874 | 187.6022 | 187.8145 | 188.0244 | 188.2318 | 185.6485
21BL | Water taken unbilled | Input | Ml/d | 2 | 5.7882 | 5.7882 | 5.7882 | 5.7882 | 5.7882 | 5.7882 | 5.7882 | 5.7882 | 5.7882 | 5.7882 | 5.7882 | 5.7882 | 5.7882 | 5.7882 | 5.7882 | 5.7882 | 5.7882 | 5.7882 | 5.7882 | 5.7882 | 5.7882 | 5.7882 | 5.7882 | 5.7882 | 5.7882 | 5.7882 | 5.7882 | 5.7882 | 5.7882 | 5.7882 | 5.7882 | 5.7882 | 5.7882 | 5.7882 | 5.7882 | 5.7882 | 5.7882 | 5.7882 | 5.7882 | 5.7882 | 5.7882 | 5.7882 | 5.7882 | 5.7882 | 5.7882 | 5.7882 | 5.7882 | 5.7882 | 5.7882 | 5.7882 | 5.7882 | 5.7882 | 5.7882 | 5.7882 | 5.7882 | 5.7882 | 5.7882 | 5.7882 | 5.7882 | 5.7882 | 5.7882
22BL | Distribution system operational use | Input | Ml/d | 2 | 3.1124 | 3.1124 | 3.1124 | 3.1124 | 3.1124 | 3.1124 | 3.1124 | 3.1124 | 3.1124 | 3.1124 | 3.1124 | 3.1124 | 3.1124 | 3.1124 | 3.1124 | 3.1124 | 3.1124 | 3.1124 | 3.1124 | 3.1124 | 3.1124 | 3.1124 | 3.1124 | 3.1124 | 3.1124 | 3.1124 | 3.1124 | 3.1124 | 3.1124 | 3.1124 | 3.1124 | 3.1124 | 3.1124 | 3.1124 | 3.1124 | 3.1124 | 3.1124 | 3.1124 | 3.1124 | 3.1124 | 3.1124 | 3.1124 | 3.1124 | 3.1124 | 3.1124 | 3.1124 | 3.1124 | 3.1124 | 3.1124 | 3.1124 | 3.1124 | 3.1124 | 3.1124 | 3.1124 | 3.1124 | 3.1124 | 3.1124 | 3.1124 | 3.1124 | 3.1124 | 3.1124
23BL | Measured Non Household - USPL | Input | Ml/d | 2 | 0.33481 | 0.32875 | 0.32919 | 0.32957 | 0.32989 | 0.33017 | 0.33039 | 0.33056 | 0.33069 | 0.33078 | 0.33082 | 0.33083 | 0.33079 | 0.33073 | 0.33062 | 0.33049 | 0.33033 | 0.33014 | 0.32992 | 0.32967 | 0.3294 | 0.32911 | 0.3288 | 0.32846 | 0.32811 | 0.32773 | 0.32734 | 0.32693 | 0.32651 | 0.32607 | 0.32561 | 0.32514 | 0.32466 | 0.32417 | 0.32367 | 0.32315 | 0.32263 | 0.32209 | 0.32155 | 0.32099 | 0.32043 | 0.31986 | 0.31929 | 0.3187 | 0.31812 | 0.31752 | 0.31692 | 0.31631 | 0.3157 | 0.31509 | 0.31447 | 0.31384 | 0.31321 | 0.31258 | 0.31195 | 0.31131 | 0.31067 | 0.31003 | 0.30938 | 0.30873 | 0.30808
24BL | Unmeasured Non Household - USPL | Input | Ml/d | 2 | 0.12884 | 0.12565 | 0.11964 | 0.11392 | 0.10848 | 0.1033 | 0.09836 | 0.093659 | 0.089184 | 0.084922 | 0.080864 | 0.076999 | 0.07332 | 0.069816 | 0.06648 | 0.063303 | 0.060278 | 0.057397 | 0.054655 | 0.052043 | 0.049556 | 0.047188 | 0.044933 | 0.042786 | 0.040741 | 0.038794 | 0.03694 | 0.035175 | 0.033494 | 0.031893 | 0.030369 | 0.028918 | 0.027536 | 0.02622 | 0.024967 | 0.023774 | 0.022638 | 0.021556 | 0.020526 | 0.019545 | 0.018611 | 0.017722 | 0.016875 | 0.016069 | 0.015301 | 0.01457 | 0.013873 | 0.01321 | 0.012579 | 0.011978 | 0.011406 | 0.010861 | 0.010342 | 0.0098474 | 0.0093768 | 0.0089287 | 0.0085021 | 0.0080958 | 0.0077089 | 0.0073405 | 0.0069897
25BL | Measured Household - USPL | Input | Ml/d | 2 | 3.9213 | 4.0624 | 4.2026 | 4.3246 | 4.4346 | 4.5268 | 4.581 | 4.6377 | 4.6967 | 4.7527 | 4.8056 | 4.8559 | 4.9054 | 4.9541 | 5.0021 | 5.0479 | 5.0922 | 5.1356 | 5.177 | 5.2176 | 5.2565 | 5.2938 | 5.3328 | 5.3701 | 5.4104 | 5.4503 | 5.4902 | 5.5299 | 5.5694 | 5.6086 | 5.6478 | 5.6868 | 5.7257 | 5.7645 | 5.8031 | 5.8416 | 5.8799 | 5.9182 | 5.9564 | 5.9945 | 6.0326 | 6.0705 | 6.1084 | 6.1463 | 6.1841 | 6.2218 | 6.2595 | 6.2972 | 6.3348 | 6.3724 | 6.4099 | 6.4475 | 6.485 | 6.5225 | 6.5599 | 6.5974 | 6.6348 | 6.6722 | 6.7096 | 6.747 | 6.7844
26BL | Unmeasured Household - USPL | Input | Ml/d | 2 | 7.2108 | 6.9643 | 6.6739 | 6.4015 | 6.143 | 5.9236 | 5.8432 | 5.771 | 5.7061 | 5.6478 | 5.5952 | 5.5477 | 5.5048 | 5.4661 | 5.431 | 5.3992 | 5.3705 | 5.3444 | 5.3207 | 5.2992 | 5.2797 | 5.262 | 5.2459 | 5.2312 | 5.2179 | 5.2058 | 5.1947 | 5.1847 | 5.1755 | 5.1672 | 5.1596 | 5.1527 | 5.1464 | 5.1407 | 5.1354 | 5.1306 | 5.1263 | 5.1223 | 5.1187 | 5.1154 | 5.1124 | 5.1096 | 5.1071 | 5.1049 | 5.1028 | 5.1009 | 5.0991 | 5.0975 | 5.0961 | 5.0948 | 5.0936 | 5.0925 | 5.0915 | 5.0906 | 5.0897 | 5.089 | 5.0883 | 5.0876 | 5.0871 | 5.0865 | 5.086
27BL | Void Properties - USPL | Input | Ml/d | 2 | 0.73324 | 0.56339 | 0.56339 | 0.56339 | 0.56339 | 0.56339 | 0.56339 | 0.56339 | 0.56339 | 0.56339 | 0.56339 | 0.56339 | 0.56339 | 0.56339 | 0.56339 | 0.56339 | 0.56339 | 0.56339 | 0.56339 | 0.56339 | 0.56339 | 0.56339 | 0.56339 | 0.56339 | 0.56339 | 0.56339 | 0.56339 | 0.56339 | 0.56339 | 0.56339 | 0.56339 | 0.56339 | 0.56339 | 0.56339 | 0.56339 | 0.56339 | 0.56339 | 0.56339 | 0.56339 | 0.56339 | 0.56339 | 0.56339 | 0.56339 | 0.56339 | 0.56339 | 0.56339 | 0.56339 | 0.56339 | 0.56339 | 0.56339 | 0.56339 | 0.56339 | 0.56339 | 0.56339 | 0.56339 | 0.56339 | 0.56339 | 0.56339 | 0.56339 | 0.56339 | 0.56339
28BL | Distribution losses | Input | Ml/d | 2 | 55.5579 | 53.0085 | 51.4252 | 59.4535 | 51.9012 | 52.3451 | 52.3731 | 52.3916 | 52.4009 | 52.4064 | 52.4091 | 52.4092 | 52.4038 | 52.3956 | 52.3845 | 52.3721 | 52.3589 | 52.3439 | 52.3283 | 52.3117 | 52.2938 | 52.2753 | 52.2548 | 52.2344 | 52.2097 | 52.184 | 52.1571 | 52.1295 | 52.1011 | 52.0721 | 52.0425 | 52.0122 | 51.9815 | 51.9503 | 51.9187 | 51.8867 | 51.8544 | 51.8217 | 51.7887 | 51.7554 | 51.7219 | 51.6881 | 51.6541 | 51.62 | 51.5856 | 51.5511 | 51.5164 | 51.4816 | 51.4467 | 51.4116 | 51.3765 | 51.3412 | 51.3058 | 51.2704 | 51.2349 | 51.1993 | 51.1636 | 51.1279 | 51.0921 | 51.0562 | 51.0203
29BL | Total Leakage | sum (23BL:28BL) | Ml/d | 2 | 67.887 | 65.053 | 63.3139 | 71.1865 | 63.4805 | 63.7923 | 63.7895 | 63.7879 | 63.7869 | 63.7859 | 63.7849 | 63.7841 | 63.7816 | 63.7797 | 63.7781 | 63.7764 | 63.7756 | 63.7748 | 63.774 | 63.7736 | 63.7724 | 63.7707 | 63.7705 | 63.7704 | 63.7702 | 63.77 | 63.7698 | 63.7696 | 63.7694 | 63.7692 | 63.7692 | 63.7692 | 63.7692 | 63.7692 | 63.7692 | 63.7692 | 63.7692 | 63.7692 | 63.7692 | 63.7692 | 63.7692 | 63.7692 | 63.7692 | 63.7692 | 63.7692 | 63.7692 | 63.7692 | 63.7692 | 63.7692 | 63.7692 | 63.7692 | 63.7692 | 63.7692 | 63.7692 | 63.7692 | 63.7692 | 63.7692 | 63.7692 | 63.7692 | 63.7692 | 63.7692
30BL | Leakage/property | (29BL * 1,000,000) / (36BL * 1,000) | l/prop/d | 2 | 108.9551 | 104.0114 | 100.2414 | 111.8432 | 99.105 | 99.0788 | 98.5943 | 98.0513 | 97.4536 | 96.881 | 96.3388 | 95.8192 | 95.2983 | 94.7799 | 94.2647 | 93.7728 | 93.2958 | 92.8271 | 92.3804 | 91.9418 | 91.5211 | 91.1182 | 90.6939 | 90.2893 | 89.8488 | 89.4123 | 88.9768 | 88.5455 | 88.1184 | 87.6953 | 87.2744 | 86.8574 | 86.4444 | 86.0353 | 85.63 | 85.2285 | 84.8307 | 84.4366 | 84.0461 | 83.6591 | 83.2757 | 82.8958 | 82.5193 | 82.1462 | 81.7764 | 81.4099 | 81.0467 | 80.6866 | 80.3298 | 79.976 | 79.6253 | 79.2777 | 78.9331 | 78.5914 | 78.2527 | 77.9168 | 77.5838 | 77.2537 | 76.9263 | 76.6016 | 76.2797
31BL | Measured Non Household - properties | Input | 000's | 2 | 41.747 | 40.991 | 41.0459 | 41.0934 | 41.134 | 41.1679 | 41.1956 | 41.2173 | 41.2333 | 41.2439 | 41.2494 | 41.25 | 41.246 | 41.2376 | 41.225 | 41.2084 | 41.1123 | 41.0164 | 40.9207 | 40.8252 | 40.73 | 40.635 | 40.5402 | 40.4456 | 40.3512 | 40.2571 | 40.1632 | 40.0695 | 39.976 | 39.8828 | 39.7897 | 39.6969 | 39.6043 | 39.5119 | 39.4197 | 39.3277 | 39.236 | 39.1444 | 39.0531 | 38.962 | 38.8711 | 38.7804 | 38.69 | 38.5997 | 38.5097 | 38.4198 | 38.3302 | 38.2408 | 38.1515 | 38.0625 | 37.9737 | 37.8851 | 37.7968 | 37.7086 | 37.6206 | 37.5328 | 37.4453 | 37.3579 | 37.2708 | 37.1838 | 37.0971
32BL | Unmeasured Non Household - properties | Input | 000's | 2 | 3.229 | 3.149 | 2.9985 | 2.8552 | 2.7188 | 2.5889 | 2.4652 | 2.3473 | 2.2352 | 2.1284 | 2.0267 | 1.9298 | 1.8376 | 1.7498 | 1.6662 | 1.5865 | 1.5865 | 1.5865 | 1.5865 | 1.5865 | 1.5865 | 1.5865 | 1.5865 | 1.5865 | 1.5865 | 1.5865 | 1.5865 | 1.5865 | 1.5865 | 1.5865 | 1.5865 | 1.5865 | 1.5865 | 1.5865 | 1.5865 | 1.5865 | 1.5865 | 1.5865 | 1.5865 | 1.5865 | 1.5865 | 1.5865 | 1.5865 | 1.5865 | 1.5865 | 1.5865 | 1.5865 | 1.5865 | 1.5865 | 1.5865 | 1.5865 | 1.5865 | 1.5865 | 1.5865 | 1.5865 | 1.5865 | 1.5865 | 1.5865 | 1.5865 | 1.5865 | 1.5865
33BL | All void non-households - properties | Input | 000's | 2 | 2.697 | 3.585 | 3.585 | 3.585 | 3.585 | 3.585 | 3.585 | 3.585 | 3.585 | 3.585 | 3.585 | 3.585 | 3.585 | 3.585 | 3.585 | 3.585 | 3.585 | 3.585 | 3.585 | 3.585 | 3.585 | 3.585 | 3.585 | 3.585 | 3.585 | 3.585 | 3.585 | 3.585 | 3.585 | 3.585 | 3.585 | 3.585 | 3.585 | 3.585 | 3.585 | 3.585 | 3.585 | 3.585 | 3.585 | 3.585 | 3.585 | 3.585 | 3.585 | 3.585 | 3.585 | 3.585 | 3.585 | 3.585 | 3.585 | 3.585 | 3.585 | 3.585 | 3.585 | 3.585 | 3.585 | 3.585 | 3.585 | 3.585 | 3.585 | 3.585 | 3.585
34BL | Measured households - properties (excl. void) | Year before + sum (34.1BL:34.6BL) | 000's | 2 | 378.997 | 392.636 | 406.185 | 417.977 | 428.6064 | 437.5173 | 442.7631 | 448.235 | 453.9369 | 459.3542 | 464.4639 | 469.3314 | 474.1143 | 478.8234 | 483.4591 | 487.8824 | 492.168 | 496.3605 | 500.3628 | 504.2855 | 508.0451 | 511.6471 | 515.4182 | 519.0293 | 522.9186 | 526.7789 | 530.6378 | 534.472 | 538.2836 | 542.0748 | 545.8654 | 549.639 | 553.3973 | 557.1416 | 560.8732 | 564.5932 | 568.3026 | 572.0024 | 575.6935 | 579.3765 | 583.0523 | 586.7215 | 590.3846 | 594.0422 | 597.6948 | 601.3428 | 604.9867 | 608.6267 | 612.2632 | 615.8966 | 619.5271 | 623.155 | 626.7804 | 630.4037 | 634.0249 | 637.6444 | 641.2621 | 644.8784 | 648.4932 | 652.1068 | 655.7192
34.1BL | New build properties - properties | Input (new builds in each year) | 000's | 2 | 0 | 4.32 | 6.269 | 4.966 | 4.1494 | 3.4119 | 3.231 | 3.6635 | 4.0764 | 3.954 | 3.7911 | 3.6777 | 3.7084 | 3.7378 | 3.7568 | 3.6275 | 3.5645 | 3.5387 | 3.4091 | 3.3843 | 3.2707 | 3.1577 | 3.3673 | 3.2438 | 3.5553 | 3.5563 | 3.5823 | 3.5823 | 3.5823 | 3.5823 | 3.6003 | 3.6003 | 3.6003 | 3.6003 | 3.6003 | 3.6003 | 3.6003 | 3.6003 | 3.6003 | 3.6003 | 3.6003 | 3.6003 | 3.6003 | 3.6003 | 3.6003 | 3.6003 | 3.6003 | 3.6003 | 3.6003 | 3.6003 | 3.6003 | 3.6003 | 3.6003 | 3.6003 | 3.6003 | 3.6003 | 3.6003 | 3.6003 | 3.6003 | 3.6003 | 3.6003
34.2BL | Meter optants - properties | Input (meter optants in each year) | 000's | 2 | 0 | 6.178 | 3.24 | 4.298 | 3.289 | 2.308 | 2.0148 | 1.8084 | 1.6256 | 1.4632 | 1.3187 | 1.1897 | 1.0745 | 0.97137 | 0.87887 | 0.79579 | 0.72108 | 0.65381 | 0.59316 | 0.53843 | 0.48899 | 0.44428 | 0.40383 | 0.3672 | 0.33401 | 0.30391 | 0.2766 | 0.25181 | 0.2293 | 0.20884 | 0.19025 | 0.17334 | 0.15796 | 0.14397 | 0.13123 | 0.11964 | 0.10908 | 0.099466 | 0.090707 | 0.082726 | 0.075454 | 0.068826 | 0.062784 | 0.057276 | 0.052254 | 0.047675 | 0.043499 | 0.03969 | 0.036216 | 0.033048 | 0.030158 | 0.027521 | 0.025115 | 0.02292 | 0.020918 | 0.019091 | 0.017424 | 0.015902 | 0.014514 | 0.013247 | 0.012091
34.3BL | Compulsory metering - properties | Input (compulsory meters in each year) | 000's | 2 | 0 | 0 | 0 | 0 | 0 | 0 | 0 | 0 | 0 | 0 | 0 | 0 | 0 | 0 | 0 | 0 | 0 | 0 | 0 | 0 | 0 | 0 | 0 | 0 | 0 | 0 | 0 | 0 | 0 | 0 | 0 | 0 | 0 | 0 | 0 | 0 | 0 | 0 | 0 | 0 | 0 | 0 | 0 | 0 | 0 | 0 | 0 | 0 | 0 | 0 | 0 | 0 | 0 | 0 | 0 | 0 | 0 | 0 | 0 | 0 | 0
34.4BL | Metering on change of occupancy - properties | Input (change of occupancy meters in each year) | 000's | 2 | 0 | 0 | 0 | 0 | 0 | 0 | 0 | 0 | 0 | 0 | 0 | 0 | 0 | 0 | 0 | 0 | 0 | 0 | 0 | 0 | 0 | 0 | 0 | 0 | 0 | 0 | 0 | 0 | 0 | 0 | 0 | 0 | 0 | 0 | 0 | 0 | 0 | 0 | 0 | 0 | 0 | 0 | 0 | 0 | 0 | 0 | 0 | 0 | 0 | 0 | 0 | 0 | 0 | 0 | 0 | 0 | 0 | 0 | 0 | 0 | 0
34.5BL | Selective metering - properties | Input (selective meters in each year) | 000's | 2 | 0 | 0 | 4.04 | 2.528 | 3.191 | 3.191 | 0 | 0 | 0 | 0 | 0 | 0 | 0 | 0 | 0 | 0 | 0 | 0 | 0 | 0 | 0 | 0 | 0 | 0 | 0 | 0 | 0 | 0 | 0 | 0 | 0 | 0 | 0 | 0 | 0 | 0 | 0 | 0 | 0 | 0 | 0 | 0 | 0 | 0 | 0 | 0 | 0 | 0 | 0 | 0 | 0 | 0 | 0 | 0 | 0 | 0 | 0 | 0 | 0 | 0 | 0
34.6BL | Other changes to existing metering - properties | Input (other changes to meters in each year) | 000's | 2 | 0 | 0 | 0 | 0 | 0 | 0 | 0 | 0 | 0 | 0 | 0 | 0 | 0 | 0 | 0 | 0 | 0 | 0 | 0 | 0 | 0 | 0 | 0 | 0 | 0 | 0 | 0 | 0 | 0 | 0 | 0 | 0 | 0 | 0 | 0 | 0 | 0 | 0 | 0 | 0 | 0 | 0 | 0 | 0 | 0 | 0 | 0 | 0 | 0 | 0 | 0 | 0 | 0 | 0 | 0 | 0 | 0 | 0 | 0 | 0 | 0
34.7BL | Measured household void properties | Input | 000's | 2 | 10.76 | 6.395 | 6.395 | 6.395 | 6.395 | 6.395 | 6.395 | 6.395 | 6.395 | 6.395 | 6.395 | 6.395 | 6.395 | 6.395 | 6.395 | 6.395 | 6.395 | 6.395 | 6.395 | 6.395 | 6.395 | 6.395 | 6.395 | 6.395 | 6.395 | 6.395 | 6.395 | 6.395 | 6.395 | 6.395 | 6.395 | 6.395 | 6.395 | 6.395 | 6.395 | 6.395 | 6.395 | 6.395 | 6.395 | 6.395 | 6.395 | 6.395 | 6.395 | 6.395 | 6.395 | 6.395 | 6.395 | 6.395 | 6.395 | 6.395 | 6.395 | 6.395 | 6.395 | 6.395 | 6.395 | 6.395 | 6.395 | 6.395 | 6.395 | 6.395 | 6.395
35BL | Unmeasured households - properties (excl. void) | Input | 000's | 2 | 180.723 | 174.545 | 167.265 | 160.439 | 153.959 | 148.46 | 146.4452 | 144.6368 | 143.0113 | 141.5481 | 140.2294 | 139.0397 | 137.9652 | 136.9938 | 136.1149 | 135.3191 | 134.598 | 133.9442 | 133.3511 | 132.8126 | 132.3237 | 131.8794 | 131.4755 | 131.1083 | 130.7743 | 130.4704 | 130.1938 | 129.942 | 129.7127 | 129.5039 | 129.3136 | 129.1403 | 128.9823 | 128.8384 | 128.7071 | 128.5875 | 128.4784 | 128.3789 | 128.2882 | 128.2055 | 128.1301 | 128.0612 | 127.9984 | 127.9412 | 127.8889 | 127.8412 | 127.7977 | 127.7581 | 127.7218 | 127.6888 | 127.6586 | 127.6311 | 127.606 | 127.5831 | 127.5622 | 127.5431 | 127.5256 | 127.5097 | 127.4952 | 127.482 | 127.4699
35.1BL | Unmeasured household void properties | Input | 000's | 2 | 4.92 | 4.14 | 4.14 | 4.14 | 4.14 | 4.14 | 4.14 | 4.14 | 4.14 | 4.14 | 4.14 | 4.14 | 4.14 | 4.14 | 4.14 | 4.14 | 4.14 | 4.14 | 4.14 | 4.14 | 4.14 | 4.14 | 4.14 | 4.14 | 4.14 | 4.14 | 4.14 | 4.14 | 4.14 | 4.14 | 4.14 | 4.14 | 4.14 | 4.14 | 4.14 | 4.14 | 4.14 | 4.14 | 4.14 | 4.14 | 4.14 | 4.14 | 4.14 | 4.14 | 4.14 | 4.14 | 4.14 | 4.14 | 4.14 | 4.14 | 4.14 | 4.14 | 4.14 | 4.14 | 4.14 | 4.14 | 4.14 | 4.14 | 4.14 | 4.14 | 4.14
36BL | Total Resource Zone Properties (incl. voids) | sum (31BL:34BL) + 34.7BL + 35BL + 35.1BL | 000's | 2 | 623.073 | 625.441 | 631.6144 | 636.4846 | 640.5381 | 643.8541 | 646.9891 | 650.5564 | 654.5367 | 658.3945 | 662.0894 | 665.6709 | 669.283 | 672.9246 | 676.5852 | 680.1165 | 683.5849 | 687.0277 | 690.3411 | 693.6299 | 696.8053 | 699.868 | 703.1405 | 706.2898 | 709.7507 | 713.2129 | 716.7014 | 720.19 | 723.6789 | 727.1679 | 730.6752 | 734.1827 | 737.6905 | 741.1984 | 744.7066 | 748.2149 | 751.7235 | 755.2323 | 758.7414 | 762.2506 | 765.76 | 769.2697 | 772.7795 | 776.2896 | 779.7999 | 783.3104 | 786.8211 | 790.332 | 793.8432 | 797.3545 | 800.866 | 804.3778 | 807.8897 | 811.4019 | 814.9143 | 818.4268 | 821.9396 | 825.4526 | 828.9658 | 832.4792 | 835.9928
37BL | Measured Non Household - Population | Input | 000's | 2 | 21.3896 | 22.2626 | 23.1315 | 23.9705 | 24.7809 | 25.5706 | 26.341 | 27.0924 | 27.8257 | 28.5425 | 29.2526 | 29.9573 | 30.6552 | 31.3437 | 32.0246 | 32.7108 | 32.7108 | 32.7108 | 32.7108 | 32.7108 | 32.7108 | 32.7108 | 32.7108 | 32.7108 | 32.7108 | 32.7108 | 32.7108 | 32.7108 | 32.7108 | 32.7108 | 32.7108 | 32.7108 | 32.7108 | 32.7108 | 32.7108 | 32.7108 | 32.7108 | 32.7108 | 32.7108 | 32.7108 | 32.7108 | 32.7108 | 32.7108 | 32.7108 | 32.7108 | 32.7108 | 32.7108 | 32.7108 | 32.7108 | 32.7108 | 32.7108 | 32.7108 | 32.7108 | 32.7108 | 32.7108 | 32.7108 | 32.7108 | 32.7108 | 32.7108 | 32.7108 | 32.7108
38BL | Unmeasured Non Household - Population | Input | 000's | 2 | 19.1986 | 18.1841 | 17.5562 | 16.9598 | 16.5243 | 16.1212 | 15.7243 | 15.3451 | 15.0004 | 14.8607 | 14.746 | 14.6042 | 14.408 | 14.2493 | 14.3588 | 14.4281 | 15.1093 | 15.7231 | 16.3882 | 17.2683 | 17.9672 | 18.5344 | 19.0244 | 19.4954 | 20.0036 | 20.6367 | 21.2698 | 21.9029 | 22.536 | 23.1691 | 23.8022 | 24.4353 | 25.0684 | 25.7015 | 26.3346 | 26.9677 | 27.6008 | 28.2339 | 28.867 | 29.5001 | 30.1331 | 30.7662 | 31.3993 | 32.0324 | 32.6655 | 33.2986 | 33.9317 | 34.5648 | 35.1979 | 35.831 | 36.4641 | 37.0972 | 37.7303 | 38.3634 | 38.9965 | 39.6296 | 40.2627 | 40.8958 | 41.5289 | 42.162 | 42.7951
39BL | Measured Household - Population | Input | 000's | 2 | 811.7086 | 824.2568 | 851.6055 | 875.04 | 896.7477 | 914.9816 | 923.3157 | 932.1181 | 941.0726 | 949.3684 | 957.1428 | 964.4488 | 971.5349 | 978.3827 | 985.0329 | 991.3693 | 997.6206 | 1003.6557 | 1009.4327 | 1015.0594 | 1020.6154 | 1025.9738 | 1031.642 | 1037.1558 | 1042.7473 | 1048.2662 | 1053.7809 | 1059.2358 | 1064.6354 | 1069.9839 | 1075.3272 | 1080.6267 | 1085.8856 | 1091.1068 | 1096.2929 | 1101.4464 | 1106.5695 | 1111.6641 | 1116.7322 | 1121.7754 | 1126.7952 | 1131.7932 | 1136.7706 | 1141.7286 | 1146.6683 | 1151.5908 | 1156.4969 | 1161.3876 | 1166.2637 | 1171.1259 | 1175.9748 | 1180.8111 | 1185.6353 | 1190.4481 | 1195.2499 | 1200.0412 | 1204.8224 | 1209.5938 | 1214.356 | 1219.1091 | 1242.4965
40BL | Unmeasured Household - Population | Input | 000's | 2 | 498.3715 | 492.223 | 472.2328 | 455.4995 | 438.8276 | 424.0091 | 418.9673 | 414.2698 | 409.7397 | 405.5082 | 401.6258 | 398.0238 | 394.6343 | 391.4205 | 388.3815 | 385.5764 | 383.0127 | 380.5862 | 378.3496 | 376.2396 | 374.3427 | 372.596 | 370.9171 | 369.389 | 367.7498 | 366.1793 | 364.6752 | 363.2308 | 361.8416 | 360.5033 | 359.2133 | 357.9672 | 356.7616 | 355.5936 | 354.4608 | 353.3606 | 352.2909 | 351.2495 | 350.2348 | 349.2449 | 348.2783 | 347.3337 | 346.4096 | 345.5049 | 344.6185 | 343.7494 | 342.8965 | 342.0591 | 341.2364 | 340.4275 | 339.6319 | 338.8489 | 338.078 | 337.3185 | 336.57 | 335.8321 | 335.1042 | 334.386 | 333.6772 | 332.9774 | 337.3481
41BL | Total Resource Zone Population | sum (37BL:40BL) | 000's | 2 | 1350.6683 | 1356.9264 | 1364.526 | 1371.4698 | 1376.8806 | 1380.6826 | 1384.3483 | 1388.8253 | 1393.6384 | 1398.2798 | 1402.7672 | 1407.0341 | 1411.2324 | 1415.3963 | 1419.7979 | 1424.0846 | 1428.4534 | 1432.6758 | 1436.8813 | 1441.278 | 1445.636 | 1449.8149 | 1454.2943 | 1458.7509 | 1463.2114 | 1467.793 | 1472.4367 | 1477.0803 | 1481.7238 | 1486.3671 | 1491.0535 | 1495.7399 | 1500.4263 | 1505.1127 | 1509.7991 | 1514.4855 | 1519.1719 | 1523.8583 | 1528.5447 | 1533.2311 | 1537.9175 | 1542.6039 | 1547.2904 | 1551.9768 | 1556.6632 | 1561.3496 | 1566.036 | 1570.7224 | 1575.4088 | 1580.0952 | 1584.7816 | 1589.468 | 1594.1544 | 1598.8408 | 1603.5272 | 1608.2136 | 1612.9 | 1617.5864 | 1622.2728 | 1626.9592 | 1655.3504
42BL | Average household occupancy rate (excl. voids) | (39BL + 40BL) / (34BL + 35BL) | h/prop | 1 | 2.3406 | 2.3211 | 2.3086 | 2.3003 | 2.2926 | 2.2851 | 2.2781 | 2.271 | 2.2629 | 2.2547 | 2.247 | 2.2395 | 2.232 | 2.2244 | 2.2167 | 2.2095 | 2.2028 | 2.1961 | 2.1899 | 2.1838 | 2.1784 | 2.1733 | 2.1681 | 2.1635 | 2.1577 | 2.1521 | 2.1465 | 2.1409 | 2.1355 | 2.13 | 2.1247 | 2.1194 | 2.1141 | 2.109 | 2.1038 | 2.0987 | 2.0937 | 2.0887 | 2.0838 | 2.0789 | 2.0741 | 2.0693 | 2.0646 | 2.0599 | 2.0553 | 2.0507 | 2.0462 | 2.0417 | 2.0372 | 2.0328 | 2.0284 | 2.0241 | 2.0198 | 2.0156 | 2.0114 | 2.0072 | 2.0031 | 1.999 | 1.9949 | 1.9909 | 2.0172
43BL | Total Household Metering penetration (excl. voids) | 34BL / (34BL + 35BL) | % | 1 | 67.71% | 69.23% | 70.83% | 72.26% | 73.57% | 74.66% | 75.15% | 75.6% | 76.04% | 76.44% | 76.81% | 77.15% | 77.46% | 77.75% | 78.03% | 78.29% | 78.52% | 78.75% | 78.96% | 79.15% | 79.34% | 79.51% | 79.68% | 79.83% | 79.99% | 80.15% | 80.3% | 80.44% | 80.58% | 80.72% | 80.85% | 80.97% | 81.1% | 81.22% | 81.34% | 81.45% | 81.56% | 81.67% | 81.78% | 81.88% | 81.98% | 82.08% | 82.18% | 82.28% | 82.37% | 82.47% | 82.56% | 82.65% | 82.74% | 82.83% | 82.91% | 83% | 83.08% | 83.17% | 83.25% | 83.33% | 83.41% | 83.49% | 83.57% | 83.65% | 83.72%
44BL | Total Household Metering penetration (incl. voids) | (34BL) / (34BL + 34.7BL + 35BL + 35.1BL) | % | 1 | 65.87% | 67.96% | 69.55% | 70.97% | 72.27% | 73.35% | 73.83% | 74.28% | 74.72% | 75.13% | 75.49% | 75.83% | 76.15% | 76.45% | 76.73% | 76.99% | 77.23% | 77.45% | 77.67% | 77.87% | 78.05% | 78.23% | 78.4% | 78.56% | 78.73% | 78.88% | 79.04% | 79.19% | 79.33% | 79.47% | 79.61% | 79.74% | 79.87% | 79.99% | 80.11% | 80.23% | 80.35% | 80.46% | 80.57% | 80.68% | 80.79% | 80.89% | 80.99% | 81.1% | 81.2% | 81.29% | 81.39% | 81.48% | 81.58% | 81.67% | 81.76% | 81.85% | 81.94% | 82.03% | 82.11% | 82.2% | 82.28% | 82.37% | 82.45% | 82.53% | 82.61%
45BL | Distribution input | sum (12BL:15BL) +21BL + 22BL + 27BL + 28BL | Ml/d | 2 | 409.2142 | 396.4092 | 403.3697 | 415.1595 | 407.3765 | 407.4189 | 407.6225 | 407.978 | 408.4608 | 409.1051 | 409.7003 | 410.3306 | 410.9367 | 411.4527 | 412.0973 | 412.7385 | 413.4225 | 414.0905 | 414.7922 | 415.5818 | 416.2189 | 416.8214 | 417.4637 | 418.0451 | 418.757 | 419.4661 | 420.2102 | 421.2045 | 422.1979 | 423.1893 | 424.1857 | 425.1803 | 426.1727 | 427.1629 | 428.1506 | 429.1802 | 430.2968 | 431.412 | 432.5265 | 433.6388 | 434.7502 | 435.8594 | 436.9675 | 438.0732 | 439.1778 | 440.2806 | 441.3815 | 442.4806 | 443.5777 | 444.6729 | 445.7662 | 446.8575 | 447.9469 | 449.0349 | 450.1203 | 451.2037 | 452.2858 | 453.3653 | 454.4434 | 455.5195 | 456.6547
46BL | Target headroom (climate change component) | Input | Ml/d | 2 | 0 | 0 | 0 | 0 | 0 | 0 | 0 | 0 | 0 | 0 | 0 | 0 | 0 | 0 | 0 | 0 | 0 | 0 | 0 | 0 | 0 | 0 | 0 | 0 | 0 | 0 | 0 | 0 | 0 | 0 | 0 | 0 | 0 | 0 | 0 | 0 | 0 | 0 | 0 | 0 | 0 | 0 | 0 | 0 | 0 | 0 | 0 | 0 | 0 | 0 | 0 | 0 | 0 | 0 | 0 | 0 | 0 | 0 | 0 | 0 | 0
47BL | Target headroom (All other components) | Input | Ml/d | 2 | 28.61 | 27.7171 | 28.2014 | 28.5229 | 28.4806 | 28.4836 | 28.4978 | 28.5227 | 28.5564 | 28.6015 | 28.6431 | 28.6871 | 28.7295 | 28.7656 | 28.8107 | 28.8555 | 28.9033 | 28.95 | 28.9991 | 29.0543 | 29.0988 | 29.1409 | 29.1858 | 29.2265 | 29.2762 | 29.3258 | 29.3778 | 29.4474 | 29.5168 | 29.5861 | 29.6558 | 29.7253 | 29.7947 | 29.8639 | 29.933 | 30.005 | 30.083 | 30.161 | 30.2389 | 30.3167 | 30.3944 | 30.4719 | 30.5494 | 30.6267 | 30.7039 | 30.781 | 30.858 | 30.9348 | 31.0115 | 31.0881 | 31.1645 | 31.2408 | 31.317 | 31.393 | 31.4689 | 31.5447 | 31.6203 | 31.6958 | 31.7712 | 31.8464 | 31.9258
48BL | Target Headroom | 46BL + 47BL | Ml/d | 2 | 28.61 | 27.7171 | 28.2014 | 28.5229 | 28.4806 | 28.4836 | 28.4978 | 28.5227 | 28.5564 | 28.6015 | 28.6431 | 28.6871 | 28.7295 | 28.7656 | 28.8107 | 28.8555 | 28.9033 | 28.95 | 28.9991 | 29.0543 | 29.0988 | 29.1409 | 29.1858 | 29.2265 | 29.2762 | 29.3258 | 29.3778 | 29.4474 | 29.5168 | 29.5861 | 29.6558 | 29.7253 | 29.7947 | 29.8639 | 29.933 | 30.005 | 30.083 | 30.161 | 30.2389 | 30.3167 | 30.3944 | 30.4719 | 30.5494 | 30.6267 | 30.7039 | 30.781 | 30.858 | 30.9348 | 31.0115 | 31.0881 | 31.1645 | 31.2408 | 31.317 | 31.393 | 31.4689 | 31.5447 | 31.6203 | 31.6958 | 31.7712 | 31.8464 | 31.9258
49BL | Available Headroom | 11BL - 45BL | Ml/d | 2 | 27.6888 | 40.4418 | 33.4813 | 21.5545 | 28.9501 | 28.28 | 27.5123 | 26.8087 | 26.0568 | 25.1467 | 24.2941 | 16.466 | 15.6987 | 15.0526 | 14.2866 | 13.5242 | -53.4348 | -54.1827 | -54.9746 | -55.834 | -56.5403 | -60.4373 | -61.0918 | -64.3932 | -65.1175 | -65.8389 | -66.595 | -67.6016 | -68.6072 | -69.6109 | -70.6024 | -71.6024 | -72.6004 | -73.5961 | -74.5894 | -75.6246 | -76.7367 | -77.8575 | -78.9775 | -80.0954 | -81.2124 | -82.3271 | -83.4308 | -84.5421 | -85.6523 | -86.7607 | -87.8671 | -88.9718 | -90.0645 | -91.1652 | -92.2641 | -93.3609 | -94.4559 | -95.5494 | -96.6304 | -97.7194 | -98.807 | -99.892 | -100.9756 | -102.0573 | -103.198
49.1BL | Available non-potable balance (if applicable) | 1.1BL -12.1BL | Ml/d | 2 | 0 | 0 | 0 | 0 | 0 | 0 | 0 | 0 | 0 | 0 | 0 | 0 | 0 | 0 | 0 | 0 | 0 | 0 | 0 | 0 | 0 | 0 | 0 | 0 | 0 | 0 | 0 | 0 | 0 | 0 | 0 | 0 | 0 | 0 | 0 | 0 | 0 | 0 | 0 | 0 | 0 | 0 | 0 | 0 | 0 | 0 | 0 | 0 | 0 | 0 | 0 | 0 | 0 | 0 | 0 | 0 | 0 | 0 | 0 | 0 | 0
50BL | Supply Demand Balance |  | Ml/d | 2 | -0.92121 | 12.7247 | 5.2799 | -6.9683 | 0.46952 | -0.20357 | -0.98547 | -1.714 | -2.4996 | -3.4548 | -4.349 | -12.2212 | -13.0308 | -13.713 | -14.524 | -15.3313 | -82.3381 | -83.1327 | -83.9736 | -84.8883 | -85.6391 | -89.5783 | -90.2776 | -93.6196 | -94.3937 | -95.1647 | -95.9728 | -97.0489 | -98.124 | -99.1971 | -100.2581 | -101.3277 | -102.3951 | -103.4601 | -104.5224 | -105.6296 | -106.8197 | -108.0185 | -109.2164 | -110.4121 | -111.6068 | -112.7991 | -113.9802 | -115.1688 | -116.3562 | -117.5417 | -118.7251 | -119.9066 | -121.076 | -122.2533 | -123.4286 | -124.6018 | -125.7728 | -126.9425 | -128.0993 | -129.264 | -130.4273 | -131.5878 | -132.7468 | -133.9037 | -135.1238
Table 3e: DYCP - Final plan Options
WRMP24 reference | Option type | Cat ID | Unit | Decimal places | 2019-20 | 2020-21 | 2021-22 | 2022-23 | 2023-24 | 2024-25 | 2025-26 | 2026-27 | 2027-28 | 2028-29 | 2029-30 | 2030-31 | 2031-32 | 2032-33 | 2033-34 | 2034-35 | 2035-36 | 2036-37 | 2037-38 | 2038-39 | 2039-40 | 2040-41 | 2041-42 | 2042-43 | 2043-44 | 2044-45 | 2045-46 | 2046-47 | 2047-48 | 2048-49 | 2049-50 | 2050-51 | 2051-52 | 2052-53 | 2053-54 | 2054-55 | 2055-56 | 2056-57 | 2057-58 | 2058-59 | 2059-60 | 2060-61 | 2061-62 | 2062-63 | 2063-64 | 2064-65 | 2065-66 | 2066-67 | 2067-68 | 2068-69 | 2069-70 | 2070-71 | 2071-72 | 2072-73 | 2073-74 | 2074-75 | 2075-76 | 2076-77 | 2077-78 | 2078-79 | 2079-80 | 2080-81 | 2081-82 | 2082-83 | 2083-84 | 2084-85 | 2085-86 | 2086-87 | 2087-88 | 2088-89 | 2089-90 | 2090-91 | 2091-92 | 2092-93 | 2093-94 | 2094-95 | 2095-96 | 2096-97 | 2097-98 | 2098-99 | 2099-100
1.11FP | Non potable supplies input reductions as -ve and increases as +ve | RSNPS | Ml/d | 2 | 0 | 0 | 0 | 0 | 0 | 0 | 0 | 0 | 0 | 0 | 0 | 0 | 0 | 0 | 0 | 0 | 0 | 0 | 0 | 0 | 0 | 0 | 0 | 0 | 0 | 0 | 0 | 0 | 0 | 0 | 0 | 0 | 0 | 0 | 0 | 0 | 0 | 0 | 0 | 0 | 0 | 0 | 0 | 0 | 0 | 0 | 0 | 0 | 0 | 0 | 0 | 0 | 0 | 0 | 0 | 0 | 0 | 0 | 0 | 0 | 0
2.1FP | Raw water imports | RSRWI | Ml/d | 2 | 0 | 0 | 0 | 0 | 0 | 0 | 0 | 0 | 0 | 0 | 0 | 0 | 0 | 0 | 0 | 0 | 0 | 0 | 0 | 0 | 0 | 0 | 0 | 0 | 0 | 0 | 0 | 0 | 0 | 0 | 0 | 0 | 0 | 0 | 0 | 0 | 0 | 0 | 0 | 0 | 0 | 0 | 0 | 0 | 0 | 0 | 0 | 0 | 0 | 0 | 0 | 0 | 0 | 0 | 0 | 0 | 0 | 0 | 0 | 0 | 0
3.1FP | Potable water imports input reductions as -ve | RSPWI | Ml/d | 2 | 0 | 0 | 0 | 0 | 0 | 0 | 0 | 0 | 0 | 0 | 0 | 0 | 0 | 0 | 7 | 7 | 27 | 27 | 27 | 27 | 27 | 27 | 27 | 27 | 27 | 27 | 27 | 27 | 27 | 27 | 27 | 27 | 27 | 27 | 27 | 27 | 27 | 27 | 27 | 27 | 27 | 27 | 27 | 27 | 27 | 27 | 27 | 27 | 27 | 27 | 27 | 27 | 27 | 27 | 27 | 27 | 27 | 27 | 27 | 27 | 27
4.1FP | Raw water exports input reductions as +ve and increases as -ve | RSRWE | Ml/d | 2 | 0 | 0 | 0 | 0 | 0 | 0 | 0 | 0 | 0 | 0 | 0 | 0 | 0 | 0 | 0 | 0 | 0 | 0 | 0 | 0 | 0 | 0 | 0 | 0 | 0 | 0 | 0 | 0 | 0 | 0 | 0 | 0 | 0 | 0 | 0 | 0 | 0 | 0 | 0 | 0 | 0 | 0 | 0 | 0 | 0 | 0 | 0 | 0 | 0 | 0 | 0 | 0 | 0 | 0 | 0 | 0 | 0 | 0 | 0 | 0 | 0
5.1FP | Potable water exports input reductions as +ve and increases as -ve | RSPWE | Ml/d | 2 | 0 | 0 | 0 | 0 | 0 | 0 | 0 | 0 | 0 | 0 | 0 | 0 | 0 | 0 | 0 | 0 | -20 | -20 | -20 | -20 | -20 | -20 | -20 | -20 | -20 | -20 | -20 | -20 | -20 | -20 | -20 | -20 | -20 | -20 | -20 | -20 | -20 | -20 | -20 | -20 | -20 | -20 | -20 | -20 | -20 | -20 | -20 | -20 | -20 | -20 | -20 | -20 | -20 | -20 | -20 | -20 | -20 | -20 | -20 | -20 | -20
6.2FP | DO benefit from increase raw water abstractions | RSRWA | Ml/d | 2 | 0 | 0 | 0 | 0 | 0 | 0 | 0 | 0 | 0 | 0 | 0 | 0 | 0 | 0 | 0 | 0 | 2.5 | 2.5 | 2.5 | 2.5 | 2.5 | 2.5 | 2.5 | 2.5 | 2.5 | 2.5 | 2.5 | 2.5 | 2.5 | 2.5 | 2.5 | 2.5 | 2.5 | 2.5 | 2.5 | 2.5 | 2.5 | 2.5 | 2.5 | 2.5 | 2.5 | 2.5 | 2.5 | 2.5 | 7.5 | 7.5 | 7.5 | 7.5 | 7.5 | 7.5 | 7.5 | 7.5 | 7.5 | 7.5 | 7.5 | 7.5 | 7.5 | 7.5 | 7.5 | 7.5 | 7.5
6.3FP | Other options to increase deployable output | RSIPO | Ml/d | 2 | 0 | 0 | 0 | 0 | 0 | 0 | 6.51 | 6.51 | 6.51 | 6.51 | 6.51 | 11.51 | 11.51 | 11.51 | 11.51 | 11.51 | 15.51 | 15.51 | 15.51 | 15.51 | 15.51 | 9 | 9 | 9 | 9 | 9 | 9 | 9 | 9 | 9 | 9 | 9 | 9 | 9 | 9 | 9 | 9 | 9 | 9 | 9 | 9 | 9 | 9 | 9 | 10.63 | 10.63 | 10.63 | 10.63 | 10.63 | 10.63 | 10.63 | 10.63 | 10.63 | 10.63 | 10.63 | 10.63 | 10.63 | 10.63 | 10.63 | 10.63 | 10.63
7.01FP | DO benefit from supply side drought measures | RSDPS | Ml/d | 2 | 0 | 0 | 0 | 0 | 0 | 0 | 1.1 | 1.1 | 1.1 | 1.1 | 1.1 | 1.1 | 1.1 | 1.1 | 1.1 | 1.1 | 1.1 | 1.1 | 1.1 | 1.1 | 1.1 | 1.1 | 1.1 | 1.1 | 1.1 | 1.1 | 1.1 | 1.1 | 1.1 | 1.1 | 1.1 | 1.1 | 0 | 0 | 0 | 0 | 0 | 0 | 0 | 0 | 0 | 0 | 0 | 0 | 0 | 0 | 0 | 0 | 0 | 0 | 0 | 0 | 0 | 0 | 0 | 0 | 0 | 0 | 0 | 0 | 0
7.02FP | DO benefit from demand side drought measures | RSDPD | Ml/d | 2 | 0 | 0 | 0 | 0 | 0 | 0 | 22.93 | 22.93 | 22.93 | 22.93 | 22.93 | 22.93 | 22.93 | 22.93 | 22.93 | 22.93 | 22.93 | 22.93 | 22.93 | 22.93 | 22.93 | 22.93 | 22.93 | 22.93 | 22.93 | 22.93 | 22.93 | 22.93 | 22.93 | 22.93 | 22.93 | 22.93 | 22.93 | 22.93 | 22.93 | 22.93 | 22.93 | 22.93 | 22.93 | 22.93 | 22.93 | 22.93 | 22.93 | 22.93 | 22.93 | 22.93 | 22.93 | 22.93 | 22.93 | 22.93 | 22.93 | 22.93 | 22.93 | 22.93 | 22.93 | 22.93 | 22.93 | 22.93 | 22.93 | 22.93 | 22.93
8.1FP | Reduce raw water losses and operational use input as -ve | RSLOU | Ml/d | 2 | 0 | 0 | 0 | 0 | 0 | 0 | 0 | 0 | 0 | 0 | 0 | 0 | 0 | 0 | 0 | 0 | 0 | 0 | 0 | 0 | 0 | 0 | 0 | 0 | 0 | 0 | 0 | 0 | 0 | 0 | 0 | 0 | 0 | 0 | 0 | 0 | 0 | 0 | 0 | 0 | 0 | 0 | 0 | 0 | 0 | 0 | 0 | 0 | 0 | 0 | 0 | 0 | 0 | 0 | 0 | 0 | 0 | 0 | 0 | 0 | 0
8.2FP | Reduce treatment works losses input as -ve | PSTWL | Ml/d | 2 | 0 | 0 | 0 | 0 | 0 | 0 | 0 | 0 | 0 | 0 | 0 | 0 | 0 | 0 | 0 | 0 | 0 | 0 | 0 | 0 | 0 | 0 | 0 | 0 | 0 | 0 | 0 | 0 | 0 | 0 | 0 | 0 | 0 | 0 | 0 | 0 | 0 | 0 | 0 | 0 | 0 | 0 | 0 | 0 | 0 | 0 | 0 | 0 | 0 | 0 | 0 | 0 | 0 | 0 | 0 | 0 | 0 | 0 | 0 | 0 | 0
9.1FP | Reduce outages input as -ve | PSROU | Ml/d | 2 | 0 | 0 | 0 | 0 | 0 | 0 | 0 | 0 | 0 | 0 | 0 | 0 | 0 | 0 | 0 | 0 | 0 | 0 | 0 | 0 | 0 | 0 | 0 | 0 | 0 | 0 | 0 | 0 | 0 | 0 | 0 | 0 | 0 | 0 | 0 | 0 | 0 | 0 | 0 | 0 | 0 | 0 | 0 | 0 | 0 | 0 | 0 | 0 | 0 | 0 | 0 | 0 | 0 | 0 | 0 | 0 | 0 | 0 | 0 | 0 | 0
12.2FP | Change volume delivered to measured non households input reductions as -ve, line to include both measured non-household consumption and USPL options | CVMNH | Ml/d | 2 | 0 | 0 | 0 | 0 | 0 | 0 | -0.55634 | -1.6511 | -2.7129 | -3.7444 | -4.7483 | -5.4811 | -5.9583 | -6.4369 | -6.9173 | -7.3995 | -7.6655 | -7.7091 | -7.7444 | -7.7659 | -7.7756 | -7.7811 | -7.7884 | -7.7969 | -7.8064 | -7.8157 | -7.8243 | -7.8321 | -7.8396 | -7.8468 | -7.8542 | -7.7799 | -7.6282 | -7.4838 | -7.3456 | -7.2137 | -7.0882 | -6.9681 | -6.8533 | -6.7441 | -6.6394 | -6.5394 | -6.4438 | -6.3529 | -6.2655 | -6.182 | -6.1023 | -6.0259 | -5.9529 | -5.883 | -5.8162 | -5.7522 | -5.6909 | -5.6322 | -5.576 | -5.5222 | -5.4707 | -5.4213 | -5.3741 | -5.3288 | -2.7844
13.1FP | Change volume delivered to unmeasured non households input reductions as -ve, line to include both unmeasured non-household consumption and USPL options | CVUNH | Ml/d | 2 | 0 | 0 | 0 | 0 | 0 | 0 | -0.043722 | -0.12898 | -0.21014 | -0.28748 | -0.36124 | -0.48527 | -0.66363 | -0.84678 | -1.0345 | -1.2267 | -1.3261 | -1.3301 | -1.3337 | -1.3359 | -1.3371 | -1.3382 | -1.3395 | -1.3412 | -1.3429 | -1.3447 | -1.3463 | -1.3478 | -1.3492 | -1.3506 | -1.3519 | -1.3524 | -1.3521 | -1.3519 | -1.3518 | -1.3518 | -1.352 | -1.3522 | -1.3525 | -1.3529 | -1.3534 | -1.354 | -1.3546 | -1.3553 | -1.356 | -1.3568 | -1.3576 | -1.3584 | -1.3593 | -1.3601 | -1.361 | -1.3619 | -1.3628 | -1.3637 | -1.3646 | -1.3656 | -1.3665 | -1.3674 | -1.3683 | -1.3692 | -1.3689
14.1FP | Change volume delivered to measured households input reductions as -ve, line to include both measured household consumption and USPL options | CVMHH | Ml/d | 2 | 0 | 0 | 0 | 0 | 0 | 0 | -1.2873 | -3.8237 | -6.3008 | -8.7196 | -11.0957 | -14.1199 | -17.6922 | -21.0987 | -24.3624 | -27.5031 | -30.6045 | -33.6716 | -36.5183 | -38.5525 | -39.8426 | -41.0813 | -42.3331 | -43.5973 | -44.8716 | -46.1552 | -47.4463 | -48.7364 | -50.0322 | -51.3338 | -52.6479 | -53.0508 | -52.6205 | -52.3404 | -52.1869 | -52.1566 | -52.2466 | -52.4361 | -52.7235 | -53.108 | -53.5707 | -54.1118 | -54.7257 | -55.4135 | -56.1583 | -56.9494 | -57.783 | -58.668 | -59.6009 | -60.5788 | -61.5987 | -62.6579 | -63.7541 | -64.885 | -66.0484 | -67.2426 | -68.4657 | -69.7161 | -70.9924 | -72.293 | -73.5578
15.1FP | Change volume delivered to unmeasured households input reductions as -ve, line to include both unmeasured household consumption and USPL options | CVUHH | Ml/d | 2 | 0 | 0 | 0 | 0 | 0 | 0 | -0.085518 | -0.33552 | -0.71179 | -1.1676 | -1.6952 | -2.2934 | -2.9848 | -3.757 | -4.5958 | -5.4513 | -6.3026 | -7.0127 | -7.5727 | -7.9969 | -8.3072 | -8.5394 | -8.6805 | -8.7488 | -8.7989 | -8.8349 | -8.8775 | -8.9177 | -8.9585 | -8.9997 | -9.0446 | -9.0826 | -9.1172 | -9.1563 | -9.1932 | -9.231 | -9.2731 | -9.3128 | -9.3532 | -9.3977 | -9.4395 | -9.4818 | -9.5247 | -9.5716 | -9.6153 | -9.6518 | -9.6809 | -9.71 | -9.739 | -9.768 | -9.7969 | -9.8258 | -9.8545 | -9.8831 | -9.9115 | -9.9398 | -9.9679 | -9.9958 | -10.0235 | -10.051 | -10.0726
21.1FP | Options to reduce water taken unbilled input as -ve | CSWTU | Ml/d | 2 | 0 | 0 | 0 | 0 | 0 | 0 | 0 | 0 | 0 | 0 | 0 | 0 | 0 | 0 | 0 | 0 | 0 | 0 | 0 | 0 | 0 | 0 | 0 | 0 | 0 | 0 | 0 | 0 | 0 | 0 | 0 | 0 | 0 | 0 | 0 | 0 | 0 | 0 | 0 | 0 | 0 | 0 | 0 | 0 | 0 | 0 | 0 | 0 | 0 | 0 | 0 | 0 | 0 | 0 | 0 | 0 | 0 | 0 | 0 | 0 | 0
22.1FP | Reduce distribution system operational use (DSOU) input as -ve | DSDOU | Ml/d | 2 | 0 | 0 | 0 | 0 | 0 | 0 | 0 | 0 | 0 | 0 | 0 | 0 | 0 | 0 | 0 | 0 | 0 | 0 | 0 | 0 | 0 | 0 | 0 | 0 | 0 | 0 | 0 | 0 | 0 | 0 | 0 | 0 | 0 | 0 | 0 | 0 | 0 | 0 | 0 | 0 | 0 | 0 | 0 | 0 | 0 | 0 | 0 | 0 | 0 | 0 | 0 | 0 | 0 | 0 | 0 | 0 | 0 | 0 | 0 | 0 | 0
23.1FP | Options impacting on measured Non Household - USPL input reductions as -ve | CUMNH | Ml/d | 2 | 0 | 0 | 0 | 0 | 0 | 0 | -0.0025753 | -0.01031 | -0.02364 | -0.041728 | -0.065048 | -0.093051 | -0.12369 | -0.15741 | -0.19468 | -0.23472 | -0.272 | -0.30111 | -0.32204 | -0.33431 | -0.33868 | -0.33787 | -0.33709 | -0.33633 | -0.33558 | -0.33482 | -0.33445 | -0.33364 | -0.3328 | -0.33195 | -0.3315 | -0.33065 | -0.3298 | -0.32935 | -0.3285 | -0.32766 | -0.32721 | -0.32637 | -0.32553 | -0.32508 | -0.32424 | -0.32341 | -0.32258 | -0.32213 | -0.3213 | -0.32054 | -0.31984 | -0.31914 | -0.31844 | -0.31774 | -0.31705 | -0.31636 | -0.31567 | -0.31498 | -0.31429 | -0.3136 | -0.31292 | -0.31223 | -0.31155 | -0.31087 | -0.31019
24.1FP | Options impacting on unmeasured Non Household - USPL input reductions as -ve | CUUNH | Ml/d | 2 | 0 | 0 | 0 | 0 | 0 | 0 | -0.00015411 | -0.00060223 | -0.0013481 | -0.0023237 | -0.0035378 | -0.0048639 | -0.0063057 | -0.0078883 | -0.0096343 | -0.011506 | -0.013365 | -0.014796 | -0.015824 | -0.016427 | -0.016642 | -0.016602 | -0.016564 | -0.016527 | -0.01649 | -0.016452 | -0.016434 | -0.016394 | -0.016353 | -0.016311 | -0.016289 | -0.016247 | -0.016205 | -0.016184 | -0.016142 | -0.0161 | -0.016078 | -0.016037 | -0.015996 | -0.015973 | -0.015932 | -0.015891 | -0.015851 | -0.015828 | -0.015788 | -0.01575 | -0.015716 | -0.015682 | -0.015647 | -0.015613 | -0.015579 | -0.015545 | -0.015511 | -0.015477 | -0.015443 | -0.01541 | -0.015376 | -0.015342 | -0.015309 | -0.015275 | -0.015242
25.1FP | Options impacting on measured Household - USPL input reductions as -ve | CUMHH | Ml/d | 2 | 0 | 0 | 0 | 0 | 0 | 0 | -0.040025 | -0.16016 | -0.36694 | -0.64831 | -1.0119 | -1.4614 | -1.9472 | -2.4768 | -3.0568 | -3.6907 | -4.2301 | -4.6462 | -4.9422 | -5.113 | -5.1741 | -5.1752 | -5.1758 | -5.1773 | -5.1763 | -5.1752 | -5.1806 | -5.1793 | -5.1781 | -5.1769 | -5.1822 | -5.181 | -5.1799 | -5.1851 | -5.1839 | -5.1827 | -5.1878 | -5.1866 | -5.1854 | -5.1904 | -5.1892 | -5.188 | -5.1869 | -5.1918 | -5.1906 | -5.1769 | -5.151 | -5.1254 | -5.1 | -5.0748 | -5.0499 | -5.0253 | -5.0009 | -4.9767 | -4.9528 | -4.9291 | -4.9056 | -4.8824 | -4.8593 | -4.8365 | -4.8139
26.1FP | Options impacting on unmeasured Household - USPL input reductions as -ve | CUUHH | Ml/d | 2 | 0 | 0 | 0 | 0 | 0 | 0 | -0.017245 | -0.068924 | -0.15807 | -0.27764 | -0.42953 | -0.59067 | -0.7628 | -0.94791 | -1.1489 | -1.343 | -1.5745 | -1.7679 | -1.9199 | -2.0263 | -2.0906 | -2.1303 | -2.1706 | -2.2098 | -2.2516 | -2.2935 | -2.3386 | -2.3806 | -2.4227 | -2.4648 | -2.51 | -2.5521 | -2.5941 | -2.6394 | -2.6815 | -2.7236 | -2.7689 | -2.811 | -2.8531 | -2.8985 | -2.9406 | -2.9827 | -3.0247 | -3.0703 | -3.1123 | -3.1468 | -3.1734 | -3.1998 | -3.2259 | -3.2518 | -3.2774 | -3.3028 | -3.328 | -3.3528 | -3.3775 | -3.4019 | -3.4261 | -3.4501 | -3.4738 | -3.4973 | -3.5206
27.1FP | Options impacting on Void properties - USPL input reductions as -ve | CUVPP | Ml/d | 2 | 0 | 0 | 0 | 0 | 0 | 0 | 0 | 0 | 0 | 0 | 0 | 0 | 0 | 0 | 0 | 0 | 0 | 0 | 0 | 0 | 0 | 0 | 0 | 0 | 0 | 0 | 0 | 0 | 0 | 0 | 0 | 0 | 0 | 0 | 0 | 0 | 0 | 0 | 0 | 0 | 0 | 0 | 0 | 0 | 0 | 0 | 0 | 0 | 0 | 0 | 0 | 0 | 0 | 0 | 0 | 0 | 0 | 0 | 0 | 0 | 0
28.1FP | Reduce distribution losses input as -ve | DSRDL | Ml/d | 2 | 0 | 0 | 0 | 0 | 0 | 0 | -0.3984 | -0.7968 | -1.1952 | -1.5936 | -1.992 | -3.0656 | -4.0892 | -5.0528 | -5.9464 | -6.79 | -6.862 | -7.104 | -7.516 | -8.108 | -8.86 | -9.702 | -10.544 | -11.386 | -12.228 | -13.07 | -13.902 | -14.744 | -15.586 | -16.428 | -17.26 | -17.22 | -17.18 | -17.13 | -17.09 | -17.05 | -17 | -16.96 | -16.92 | -16.87 | -16.83 | -16.79 | -16.75 | -16.7 | -16.66 | -16.64 | -16.64 | -16.64 | -16.64 | -16.64 | -16.64 | -16.64 | -16.64 | -16.64 | -16.64 | -16.64 | -16.64 | -16.64 | -16.64 | -16.64 | -16.64
Table 3f: DYCP - Final plan
WRMP24 reference | Component | Derivation | Unit | Decimal places | 2019-20 | 2020-21 | 2021-22 | 2022-23 | 2023-24 | 2024-25 | 2025-26 | 2026-27 | 2027-28 | 2028-29 | 2029-30 | 2030-31 | 2031-32 | 2032-33 | 2033-34 | 2034-35 | 2035-36 | 2036-37 | 2037-38 | 2038-39 | 2039-40 | 2040-41 | 2041-42 | 2042-43 | 2043-44 | 2044-45 | 2045-46 | 2046-47 | 2047-48 | 2048-49 | 2049-50 | 2050-51 | 2051-52 | 2052-53 | 2053-54 | 2054-55 | 2055-56 | 2056-57 | 2057-58 | 2058-59 | 2059-60 | 2060-61 | 2061-62 | 2062-63 | 2063-64 | 2064-65 | 2065-66 | 2066-67 | 2067-68 | 2068-69 | 2069-70 | 2070-71 | 2071-72 | 2072-73 | 2073-74 | 2074-75 | 2075-76 | 2076-77 | 2077-78 | 2078-79 | 2079-80 | 2080-81 | 2081-82 | 2082-83 | 2083-84 | 2084-85 | 2085-86 | 2086-87 | 2087-88 | 2088-89 | 2089-90 | 2090-91 | 2091-92 | 2092-93 | 2093-94 | 2094-95 | 2095-96 | 2096-97 | 2097-98 | 2098-99 | 2099-100
1FP | Raw water abstracted | Input | Ml/d | 2 | 395.5542 | 382.8352 | 389.7614 | 394.1625 | 393.1121 | 392.5568 | 387.6716 | 381.7991 | 376.1317 | 370.6968 | 365.2893 | 361.2546 | 357.6974 | 354.3284 | 351.377 | 348.7013 | 343.3125 | 340.4186 | 337.5627 | 336.5183 | 335.4317 | 334.4915 | 333.5401 | 332.4354 | 331.4593 | 330.484 | 329.5413 | 328.8503 | 328.1581 | 327.4631 | 326.7659 | 328.3676 | 329.7903 | 331.0468 | 332.1491 | 333.2277 | 334.261 | 335.1706 | 335.9657 | 336.6531 | 337.2415 | 337.7364 | 338.1454 | 338.4731 | 338.7261 | 338.9086 | 339.0252 | 339.0802 | 339.0774 | 339.0203 | 338.9123 | 338.7564 | 338.5555 | 338.3126 | 338.0291 | 337.7077 | 337.351 | 336.9598 | 336.5369 | 336.0833 | 341.535
1.1FP | Non-potable water supplies | 1.1BL + 1.11FP | Ml/d | 2 | 0 | 0 | 0 | 0 | 0 | 0 | 0 | 0 | 0 | 0 | 0 | 0 | 0 | 0 | 0 | 0 | 0 | 0 | 0 | 0 | 0 | 0 | 0 | 0 | 0 | 0 | 0 | 0 | 0 | 0 | 0 | 0 | 0 | 0 | 0 | 0 | 0 | 0 | 0 | 0 | 0 | 0 | 0 | 0 | 0 | 0 | 0 | 0 | 0 | 0 | 0 | 0 | 0 | 1 | 2 | 3 | 4 | 5 | 6 | 7 | 8
2FP | Raw water imported | 2BL + 2.1FP | Ml/d | 2 | 0 | 0 | 0 | 0 | 0 | 0 | 0 | 0 | 0 | 0 | 0 | 0 | 0 | 0 | 0 | 0 | 0 | 0 | 0 | 0 | 0 | 0 | 0 | 0 | 0 | 0 | 0 | 0 | 0 | 0 | 0 | 0 | 0 | 0 | 0 | 0 | 0 | 0 | 0 | 0 | 0 | 0 | 0 | 0 | 0 | 0 | 0 | 0 | 0 | 0 | 0 | 0 | 0 | 0 | 0 | 0 | 0 | 0 | 0 | 0 | 0
3FP | Potable water imported | 3BL + 3.1FP | Ml/d | 2 | 15.48 | 15.48 | 15.48 | 15.48 | 15.48 | 15.48 | 15.48 | 15.48 | 15.48 | 15.48 | 15.48 | 15.48 | 15.48 | 15.48 | 22.48 | 22.48 | 42.48 | 42.48 | 42.48 | 42.48 | 42.48 | 42.48 | 42.48 | 42.48 | 42.48 | 42.48 | 42.48 | 42.48 | 42.48 | 42.48 | 42.48 | 42.48 | 42.48 | 42.48 | 42.48 | 42.48 | 42.48 | 42.48 | 42.48 | 42.48 | 42.48 | 42.48 | 42.48 | 42.48 | 42.48 | 42.48 | 42.48 | 42.48 | 42.48 | 42.48 | 42.48 | 42.48 | 42.48 | 42.48 | 42.48 | 42.48 | 42.48 | 42.48 | 42.48 | 42.48 | 42.48
4FP | Raw water exported enter as -ve | 4BL + 4.1FP | Ml/d | 2 | -1.5 | -1.5 | -1.5 | -1.5 | -1.5 | -1.5 | -1.5 | -1.5 | -1.5 | -1.5 | -1.5 | -1.5 | -1.5 | -1.5 | -1.5 | -1.5 | -1.5 | -1.5 | -1.5 | -1.5 | -1.5 | -1.5 | -1.5 | -1.5 | -1.5 | -1.5 | -1.5 | -1.5 | -1.5 | -1.5 | -1.5 | -1.5 | -1.5 | -1.5 | -1.5 | -1.5 | -1.5 | -1.5 | -1.5 | -1.5 | -1.5 | -1.5 | -1.5 | -1.5 | -1.5 | -1.5 | -1.5 | -1.5 | -1.5 | -1.5 | -1.5 | -1.5 | -1.5 | -1.5 | -1.5 | -1.5 | -1.5 | -1.5 | -1.5 | -1.5 | -1.5
5FP | Potable water exported enter as -ve | 5BL + 5.1FP | Ml/d | 2 | -1.15 | -1.15 | -1.15 | -1.2869 | -1.6743 | -2.3121 | -2.8762 | -3.2243 | -3.4934 | -3.7593 | -4.0165 | -4.2245 | -4.3856 | -4.5156 | -4.637 | -4.7583 | -27.1235 | -27.2134 | -27.3035 | -27.3734 | -27.4426 | -27.5296 | -27.5417 | -27.5536 | -27.566 | -27.5782 | -27.5903 | -27.6025 | -27.6147 | -27.6271 | -27.6321 | -27.6377 | -27.6432 | -27.6487 | -27.6543 | -27.6598 | -27.6654 | -27.671 | -27.6765 | -27.6821 | -27.6877 | -27.6933 | -27.6988 | -27.7044 | -27.71 | -27.7155 | -27.7211 | -27.7267 | -27.7322 | -27.7378 | -27.7434 | -27.7489 | -27.7545 | -27.76 | -27.7656 | -27.7711 | -27.7767 | -27.7822 | -27.7878 | -27.7933 | -27.7988
6.1FP | Deployable Output post forecast changes | 6.1BL + 6.2FP + 6.3FP +7.01FP +7.02FP | Ml/d | 2 | 440.66 | 440.66 | 440.66 | 440.66 | 440.66 | 440.67 | 471.21 | 471.21 | 471.21 | 471.21 | 471.21 | 469.22 | 469.22 | 469.22 | 469.22 | 469.22 | 411.8102 | 411.8202 | 411.8202 | 411.8202 | 411.8202 | 402.1027 | 402.1027 | 399.3945 | 399.3945 | 399.3945 | 399.3945 | 399.3945 | 399.3945 | 399.3945 | 399.4045 | 399.4045 | 398.3045 | 398.3045 | 398.3045 | 398.3045 | 398.3145 | 398.3145 | 398.3145 | 398.3145 | 398.3145 | 398.3145 | 398.3245 | 398.3245 | 404.9545 | 404.9545 | 404.9545 | 404.9545 | 404.9645 | 404.9645 | 404.9645 | 404.9645 | 404.9645 | 404.9645 | 404.9745 | 404.9745 | 404.9745 | 404.9745 | 404.9745 | 404.9745 | 404.9745
8FP | Raw water losses, treatment works losses and operational use | 8BL + 8.1FP + 8.2FP | Ml/d | 2 | 2.957 | 3.009 | 3.009 | 3.009 | 3.009 | 3.009 | 3.009 | 3.009 | 3.009 | 3.009 | 3.009 | 3.009 | 3.009 | 3.009 | 3.009 | 3.009 | 3.009 | 3.009 | 3.009 | 3.009 | 3.009 | 3.009 | 3.009 | 3.009 | 3.009 | 3.009 | 3.009 | 3.009 | 3.009 | 3.009 | 3.009 | 3.009 | 3.009 | 3.009 | 3.009 | 3.009 | 3.009 | 3.009 | 3.009 | 3.009 | 3.009 | 3.009 | 3.009 | 3.009 | 3.009 | 3.009 | 3.009 | 3.009 | 3.009 | 3.009 | 3.009 | 3.009 | 3.009 | 3.009 | 3.009 | 3.009 | 3.009 | 3.009 | 3.009 | 3.009 | 3.009
9FP | Total Outage Allowance | 9BL + 9.1FP | Ml/d | 2 | 13.63 | 13.63 | 13.63 | 13.63 | 13.63 | 13.63 | 13.63 | 13.63 | 13.63 | 13.63 | 13.63 | 13.63 | 13.63 | 13.63 | 13.63 | 13.63 | 13.63 | 13.63 | 13.63 | 13.63 | 13.63 | 13.63 | 13.63 | 13.63 | 13.63 | 13.63 | 13.63 | 13.63 | 13.63 | 13.63 | 13.63 | 13.63 | 13.63 | 13.63 | 13.63 | 13.63 | 13.63 | 13.63 | 13.63 | 13.63 | 13.63 | 13.63 | 13.63 | 13.63 | 13.63 | 13.63 | 13.63 | 13.63 | 13.63 | 13.63 | 13.63 | 13.63 | 13.63 | 13.63 | 13.63 | 13.63 | 13.63 | 13.63 | 13.63 | 13.63 | 13.63
10FP | Water Available For Use (own sources) | (6.1FP) - (8FP + 9FP) | Ml/d | 2 | 424.073 | 424.021 | 424.021 | 424.021 | 424.021 | 424.031 | 454.571 | 454.571 | 454.571 | 454.571 | 454.571 | 452.581 | 452.581 | 452.581 | 452.581 | 452.581 | 395.1712 | 395.1812 | 395.1812 | 395.1812 | 395.1812 | 385.4637 | 385.4637 | 382.7555 | 382.7555 | 382.7555 | 382.7555 | 382.7555 | 382.7555 | 382.7555 | 382.7655 | 382.7655 | 381.6655 | 381.6655 | 381.6655 | 381.6655 | 381.6755 | 381.6755 | 381.6755 | 381.6755 | 381.6755 | 381.6755 | 381.6855 | 381.6855 | 388.3155 | 388.3155 | 388.3155 | 388.3155 | 388.3255 | 388.3255 | 388.3255 | 388.3255 | 388.3255 | 388.3255 | 388.3355 | 388.3355 | 388.3355 | 388.3355 | 388.3355 | 388.3355 | 388.3355
11FP | Total Water Available For Use | 10FP + sum (2FP:5FP) | Ml/d | 2 | 436.903 | 436.851 | 436.851 | 436.7141 | 436.3267 | 435.6989 | 465.6748 | 465.3267 | 465.0576 | 464.7917 | 464.5345 | 462.3365 | 462.1754 | 462.0454 | 468.924 | 468.8027 | 409.0277 | 408.9478 | 408.8576 | 408.7878 | 408.7186 | 398.9141 | 398.902 | 396.1819 | 396.1695 | 396.1573 | 396.1452 | 396.133 | 396.1207 | 396.1084 | 396.1134 | 396.1078 | 395.0023 | 394.9967 | 394.9912 | 394.9856 | 394.9901 | 394.9845 | 394.9789 | 394.9734 | 394.9678 | 394.9622 | 394.9667 | 394.9611 | 401.5855 | 401.5799 | 401.5744 | 401.5688 | 401.5732 | 401.5677 | 401.5621 | 401.5566 | 401.551 | 401.5454 | 401.5499 | 401.5443 | 401.5388 | 401.5333 | 401.5277 | 401.5222 | 401.5167
12FP | Water delivered measured non-household | 12BL + 12.2FP | Ml/d | 2 | 91.0331 | 80.6408 | 86.2215 | 89.9485 | 89.9693 | 89.9251 | 89.2302 | 87.9649 | 86.6717 | 85.5842 | 84.5219 | 83.787 | 83.2591 | 82.6136 | 82.0727 | 81.5717 | 81.2293 | 81.1002 | 81.0675 | 81.143 | 81.1342 | 81.144 | 81.1206 | 81.0889 | 81.0629 | 81.0394 | 81.0162 | 80.9945 | 80.9732 | 80.9517 | 80.9308 | 80.9916 | 81.1301 | 81.2613 | 81.3864 | 81.5059 | 81.6186 | 81.726 | 81.8288 | 81.9255 | 82.0185 | 82.1062 | 82.1903 | 82.2693 | 82.3453 | 82.4177 | 82.4864 | 82.5518 | 82.614 | 82.6731 | 82.7294 | 82.7829 | 82.8339 | 82.8829 | 82.929 | 82.9727 | 83.015 | 83.0545 | 83.0927 | 83.129 | 85.664
12.1FP | Non-potable water consumption | Input | Ml/d | 2 | 0 | 0 | 0 | 0 | 0 | 0 | 0 | 0 | 0 | 0 | 0 | 0 | 0 | 0 | 0 | 0 | 0 | 0 | 0 | 0 | 0 | 0 | 0 | 0 | 0 | 0 | 0 | 0 | 0 | 0 | 0 | 0 | 0 | 0 | 0 | 0 | 0 | 0 | 0 | 0 | 0 | 0 | 0 | 0 | 0 | 0 | 0 | 0 | 0 | 0 | 0 | 0 | 0 | 0 | 0 | 0 | 0 | 0 | 0 | 0 | 0
13FP | Water delivered unmeasured non-household | 13BL + 13.1FP | Ml/d | 2 | 5.2017 | 5.0729 | 4.8304 | 4.5996 | 4.3798 | 4.1705 | 3.9275 | 3.6525 | 3.3906 | 3.1412 | 2.9036 | 2.6235 | 2.2966 | 1.972 | 1.6496 | 1.3291 | 1.2297 | 1.2257 | 1.2222 | 1.2199 | 1.2187 | 1.2177 | 1.2163 | 1.2147 | 1.2129 | 1.2111 | 1.2096 | 1.2081 | 1.2066 | 1.2052 | 1.2039 | 1.2034 | 1.2038 | 1.204 | 1.204 | 1.204 | 1.2039 | 1.2036 | 1.2033 | 1.2029 | 1.2024 | 1.2018 | 1.2012 | 1.2005 | 1.1998 | 1.199 | 1.1982 | 1.1974 | 1.1966 | 1.1957 | 1.1948 | 1.1939 | 1.193 | 1.1921 | 1.1912 | 1.1903 | 1.1894 | 1.1885 | 1.1876 | 1.1867 | 1.1869
14FP | Water delivered measured household | 14BL + 14.1FP | Ml/d | 2 | 122.5339 | 126.3548 | 133.9309 | 138.207 | 142.2151 | 145.6455 | 146.042 | 145.2674 | 144.639 | 143.9653 | 143.2121 | 141.7173 | 139.6356 | 137.6861 | 135.8467 | 134.0399 | 132.2092 | 130.3713 | 128.6718 | 127.7494 | 127.4952 | 127.2236 | 126.9892 | 126.6726 | 126.4475 | 126.1936 | 125.9548 | 125.9549 | 125.9379 | 125.9043 | 125.8542 | 126.7061 | 128.3824 | 129.9005 | 131.2843 | 132.5377 | 133.6642 | 134.685 | 135.6018 | 136.416 | 137.1466 | 137.7939 | 138.3634 | 138.8545 | 139.2843 | 139.6635 | 139.9963 | 140.2738 | 140.4996 | 140.6769 | 140.8088 | 140.898 | 140.9471 | 140.9584 | 140.934 | 140.8761 | 140.7863 | 140.6664 | 140.5181 | 140.3426 | 140.2503
15FP | Water delivered unmeasured household | 15BL + 15.1FP | Ml/d | 2 | 125.2537 | 121.8682 | 117.4976 | 113.4869 | 109.4471 | 105.8686 | 104.6127 | 103.2982 | 101.9589 | 100.6249 | 99.2892 | 97.9498 | 96.5787 | 95.1821 | 93.7698 | 92.3809 | 91.0327 | 89.8619 | 88.8694 | 88.0425 | 87.3504 | 86.7569 | 86.2773 | 85.8862 | 85.54 | 85.2234 | 84.9141 | 84.6195 | 84.3356 | 84.061 | 83.7918 | 83.5372 | 83.293 | 83.0505 | 82.8157 | 82.6287 | 82.5318 | 82.4426 | 82.3573 | 82.2722 | 82.1938 | 82.1183 | 82.0455 | 81.9717 | 81.9036 | 81.8452 | 81.7965 | 81.7497 | 81.7048 | 81.6615 | 81.6199 | 81.5796 | 81.5407 | 81.5031 | 81.4666 | 81.4312 | 81.3968 | 81.3633 | 81.3307 | 81.299 | 81.2855
16FP | Percentage of consumption driven by climate change | 16BL | % | 1 | 0% | 0% | 0.01631% | 0.03363% | 0.05095% | 0.06726% | 0.08458% | 0.1019% | 0.1182% | 0.1355% | 0.1518% | 0.1692% | 0.1865% | 0.2028% | 0.2201% | 0.2364% | 0.2538% | 0.2711% | 0.2874% | 0.3047% | 0.322% | 0.339% | 0.3559% | 0.3729% | 0.3898% | 0.4068% | 0.4237% | 0.4407% | 0.4576% | 0.4746% | 0.4915% | 0.5085% | 0.5254% | 0.5424% | 0.5593% | 0.5763% | 0.5932% | 0.6102% | 0.6271% | 0.6441% | 0.661% | 0.678% | 0.6949% | 0.7119% | 0.7288% | 0.7458% | 0.7627% | 0.7797% | 0.7966% | 0.8136% | 0.8305% | 0.8475% | 0.8644% | 0.8814% | 0.8983% | 0.9153% | 0.9322% | 0.9492% | 0.9661% | 0.9831% | 1%
17FP | Volume of consumption driven by climate change | 16FP * (12FP + sum(13FP:15FP) - sum (23FP:26FP)) | Ml/d | 2 | 0 | 0 | 0.053997 | 0.11269 | 0.1707 | 0.22514 | 0.28168 | 0.33588 | 0.38584 | 0.43843 | 0.48685 | 0.53697 | 0.58521 | 0.62913 | 0.6756 | 0.71818 | 0.76364 | 0.80896 | 0.85109 | 0.89812 | 0.94647 | 0.99346 | 1.0406 | 1.0874 | 1.1346 | 1.1816 | 1.2285 | 1.2762 | 1.3239 | 1.3714 | 1.4188 | 1.4711 | 1.5285 | 1.5855 | 1.6422 | 1.6989 | 1.7557 | 1.8123 | 1.8685 | 1.9244 | 1.9801 | 2.0353 | 2.0903 | 2.1449 | 2.1992 | 2.2532 | 2.3068 | 2.3601 | 2.4131 | 2.4657 | 2.518 | 2.5699 | 2.6215 | 2.6728 | 2.7237 | 2.7744 | 2.8246 | 2.8746 | 2.9242 | 2.9734 | 3.0486
18FP | Measured Household - PCC | ((14FP - 25FP) * 1,000,000) / (39FP * 1000) | l/h/d | 1 | 146.127 | 148.3669 | 152.3339 | 153.0014 | 153.6447 | 154.2312 | 153.2531 | 151.043 | 149.0951 | 147.32 | 145.661 | 143.4216 | 140.6819 | 138.1961 | 135.936 | 133.8379 | 131.6603 | 129.4088 | 127.2368 | 125.7511 | 124.8392 | 123.8872 | 122.9421 | 121.9487 | 121.0393 | 120.1207 | 119.2327 | 118.5801 | 117.9245 | 117.2659 | 116.6051 | 116.7843 | 117.7256 | 118.5228 | 119.1881 | 119.7324 | 120.166 | 120.498 | 120.7369 | 120.8904 | 120.9655 | 120.9686 | 120.9055 | 120.7818 | 120.6023 | 120.3715 | 120.0935 | 119.7722 | 119.411 | 119.0131 | 118.5815 | 118.1187 | 117.6272 | 117.1094 | 116.5671 | 116.0025 | 115.4171 | 114.8126 | 114.1904 | 113.5519 | 111.2919
19FP | Unmeasured Household - PCC | ((15FP - 26FP) * 1,000,000) / (40FP * 1000) | l/h/d | 1 | 236.8572 | 233.4387 | 234.6802 | 235.0944 | 235.4093 | 235.7145 | 235.7864 | 235.5859 | 235.2977 | 234.9022 | 234.3563 | 233.6362 | 232.7133 | 231.6279 | 230.4118 | 229.0719 | 227.7648 | 226.7172 | 225.8985 | 225.3074 | 224.8241 | 224.4394 | 224.3143 | 224.3295 | 224.5379 | 224.7837 | 225.0164 | 225.2438 | 225.4654 | 225.6806 | 225.8884 | 226.1006 | 226.3156 | 226.5207 | 226.7156 | 227.0247 | 227.5803 | 228.132 | 228.68 | 229.2241 | 229.7644 | 230.301 | 230.8339 | 231.3632 | 231.8888 | 232.411 | 232.9297 | 233.445 | 233.957 | 234.4657 | 234.9712 | 235.4735 | 235.9728 | 236.469 | 236.9622 | 237.4525 | 237.9398 | 238.4243 | 238.906 | 239.3849 | 236.3139
20FP | Average Household - PCC | (((14FP - 25FP) + (15FP - 26FP)) * 1,000,000)/ ((39FP + 40FP) * 1,000) | l/h/d | 1 | 180.642 | 180.1747 | 181.708 | 181.1053 | 180.51 | 180.0339 | 179.0143 | 177.056 | 175.2428 | 173.5329 | 171.8776 | 169.7763 | 167.2663 | 164.8942 | 162.6524 | 160.5056 | 158.3215 | 156.163 | 154.1349 | 152.6734 | 151.6705 | 150.6756 | 149.7507 | 148.8361 | 148.0239 | 147.2164 | 146.4289 | 145.817 | 145.2035 | 144.588 | 143.97 | 143.9856 | 144.5795 | 145.0683 | 145.4601 | 145.7928 | 146.1048 | 146.3413 | 146.5081 | 146.6106 | 146.6539 | 146.6424 | 146.5803 | 146.4714 | 146.3193 | 146.1272 | 145.898 | 145.6347 | 145.3395 | 145.015 | 144.6632 | 144.2861 | 143.8855 | 143.463 | 143.0202 | 142.5586 | 142.0793 | 141.5837 | 141.0727 | 140.5475 | 137.9882
21FP | Water taken unbilled | 21BL + 21.1FP | Ml/d | 2 | 5.7882 | 5.7882 | 5.7882 | 5.7882 | 5.7882 | 5.7882 | 5.7882 | 5.7882 | 5.7882 | 5.7882 | 5.7882 | 5.7882 | 5.7882 | 5.7882 | 5.7882 | 5.7882 | 5.7882 | 5.7882 | 5.7882 | 5.7882 | 5.7882 | 5.7882 | 5.7882 | 5.7882 | 5.7882 | 5.7882 | 5.7882 | 5.7882 | 5.7882 | 5.7882 | 5.7882 | 5.7882 | 5.7882 | 5.7882 | 5.7882 | 5.7882 | 5.7882 | 5.7882 | 5.7882 | 5.7882 | 5.7882 | 5.7882 | 5.7882 | 5.7882 | 5.7882 | 5.7882 | 5.7882 | 5.7882 | 5.7882 | 5.7882 | 5.7882 | 5.7882 | 5.7882 | 5.7882 | 5.7882 | 5.7882 | 5.7882 | 5.7882 | 5.7882 | 5.7882 | 5.7882
22FP | Distribution system operational use | 22BL + 22.1FP | Ml/d | 2 | 3.1124 | 3.1124 | 3.1124 | 3.1124 | 3.1124 | 3.1124 | 3.1124 | 3.1124 | 3.1124 | 3.1124 | 3.1124 | 3.1124 | 3.1124 | 3.1124 | 3.1124 | 3.1124 | 3.1124 | 3.1124 | 3.1124 | 3.1124 | 3.1124 | 3.1124 | 3.1124 | 3.1124 | 3.1124 | 3.1124 | 3.1124 | 3.1124 | 3.1124 | 3.1124 | 3.1124 | 3.1124 | 3.1124 | 3.1124 | 3.1124 | 3.1124 | 3.1124 | 3.1124 | 3.1124 | 3.1124 | 3.1124 | 3.1124 | 3.1124 | 3.1124 | 3.1124 | 3.1124 | 3.1124 | 3.1124 | 3.1124 | 3.1124 | 3.1124 | 3.1124 | 3.1124 | 3.1124 | 3.1124 | 3.1124 | 3.1124 | 3.1124 | 3.1124 | 3.1124 | 3.1124
23FP | Measured Non Household - USPL | 23BL + 23.1FP | Ml/d | 2 | 0.33481 | 0.32875 | 0.32919 | 0.32957 | 0.32989 | 0.33017 | 0.32781 | 0.32025 | 0.30705 | 0.28905 | 0.26577 | 0.23777 | 0.20711 | 0.17332 | 0.13595 | 0.09577 | 0.05833 | 0.029023 | 0.0078829 | -0.0046324 | -0.0092758 | -0.0087557 | -0.0082894 | -0.0078702 | -0.0074765 | -0.0070853 | -0.0071145 | -0.0067095 | -0.0062949 | -0.0058797 | -0.0058919 | -0.0055045 | -0.0051332 | -0.0051802 | -0.0048358 | -0.0045054 | -0.0045826 | -0.0042755 | -0.0039806 | -0.0040831 | -0.0038083 | -0.0035442 | -0.0032904 | -0.003421 | -0.0031837 | -0.003016 | -0.0029166 | -0.002824 | -0.0027378 | -0.0026578 | -0.0025836 | -0.0025149 | -0.0024516 | -0.0023932 | -0.0023396 | -0.0022906 | -0.0022458 | -0.0022051 | -0.0021684 | -0.0021352 | -0.0021056
24FP | Unmeasured Non Household - USPL | 24BL + 24.1FP | Ml/d | 2 | 0.12884 | 0.12565 | 0.11964 | 0.11392 | 0.10848 | 0.1033 | 0.098205 | 0.093057 | 0.087835 | 0.082598 | 0.077326 | 0.072135 | 0.067014 | 0.061928 | 0.056845 | 0.051797 | 0.046912 | 0.042601 | 0.03883 | 0.035616 | 0.032914 | 0.030586 | 0.028369 | 0.026259 | 0.024251 | 0.022342 | 0.020506 | 0.018781 | 0.017141 | 0.015582 | 0.01408 | 0.012671 | 0.011331 | 0.010037 | 0.0088255 | 0.007674 | 0.0065599 | 0.0055195 | 0.0045306 | 0.0035719 | 0.0026789 | 0.0018305 | 0.0010244 | 0.0002402 | -0.00048706 | -0.0011808 | -0.0018426 | -0.0024712 | -0.0030682 | -0.0036352 | -0.0041735 | -0.0046845 | -0.0051695 | -0.0056298 | -0.0060665 | -0.0064809 | -0.0068739 | -0.0072466 | -0.0075999 | -0.0079349 | -0.0082523
25FP | Measured Household - USPL | 25BL + 25.1FP | Ml/d | 2 | 3.9213 | 4.0624 | 4.2026 | 4.3246 | 4.4346 | 4.5268 | 4.541 | 4.4775 | 4.3297 | 4.1044 | 3.7937 | 3.3945 | 2.9582 | 2.4774 | 1.9453 | 1.3571 | 0.86213 | 0.48939 | 0.2348 | 0.10459 | 0.082367 | 0.11855 | 0.15701 | 0.19281 | 0.23409 | 0.27512 | 0.30969 | 0.35059 | 0.39123 | 0.43163 | 0.46557 | 0.5058 | 0.54586 | 0.57942 | 0.61921 | 0.65887 | 0.69217 | 0.73163 | 0.771 | 0.80411 | 0.84333 | 0.88247 | 0.92153 | 0.95449 | 0.99346 | 1.0448 | 1.1085 | 1.1718 | 1.2348 | 1.2976 | 1.36 | 1.4222 | 1.4841 | 1.5458 | 1.6072 | 1.6683 | 1.7292 | 1.7899 | 1.8503 | 1.9105 | 1.9705
26FP | Unmeasured Household - USPL | 26BL + 26.1BL | Ml/d | 2 | 7.2108 | 6.9643 | 6.6739 | 6.4015 | 6.143 | 5.9236 | 5.8259 | 5.7021 | 5.5481 | 5.3701 | 5.1656 | 4.957 | 4.742 | 4.5181 | 4.2821 | 4.0562 | 3.7959 | 3.5765 | 3.4008 | 3.273 | 3.1892 | 3.1317 | 3.0753 | 3.0214 | 2.9663 | 2.9122 | 2.8562 | 2.804 | 2.7528 | 2.7024 | 2.6496 | 2.6006 | 2.5523 | 2.5012 | 2.4539 | 2.4071 | 2.3574 | 2.3113 | 2.2656 | 2.2169 | 2.1718 | 2.127 | 2.0824 | 2.0346 | 1.9904 | 1.9541 | 1.9257 | 1.8977 | 1.8702 | 1.843 | 1.8161 | 1.7897 | 1.7635 | 1.7377 | 1.7122 | 1.6871 | 1.6622 | 1.6376 | 1.6133 | 1.5892 | 1.5654
27FP | Void Properties - USPL | 27BL + 27.1FP | Ml/d | 2 | 0.73324 | 0.56339 | 0.56339 | 0.56339 | 0.56339 | 0.56339 | 0.56339 | 0.56339 | 0.56339 | 0.56339 | 0.56339 | 0.56339 | 0.56339 | 0.56339 | 0.56339 | 0.56339 | 0.56339 | 0.56339 | 0.56339 | 0.56339 | 0.56339 | 0.56339 | 0.56339 | 0.56339 | 0.56339 | 0.56339 | 0.56339 | 0.56339 | 0.56339 | 0.56339 | 0.56339 | 0.56339 | 0.56339 | 0.56339 | 0.56339 | 0.56339 | 0.56339 | 0.56339 | 0.56339 | 0.56339 | 0.56339 | 0.56339 | 0.56339 | 0.56339 | 0.56339 | 0.56339 | 0.56339 | 0.56339 | 0.56339 | 0.56339 | 0.56339 | 0.56339 | 0.56339 | 0.56339 | 0.56339 | 0.56339 | 0.56339 | 0.56339 | 0.56339 | 0.56339 | 0.56339
28FP | Distribution losses | 28BL + 28.1FP | Ml/d | 2 | 55.5579 | 53.0085 | 51.4252 | 59.4535 | 51.9012 | 52.3451 | 51.9747 | 51.5948 | 51.2057 | 50.8128 | 50.4171 | 49.3436 | 48.3146 | 47.3428 | 46.4381 | 45.5821 | 45.4969 | 45.2399 | 44.8123 | 44.2037 | 43.4338 | 42.5733 | 41.7108 | 40.8484 | 39.9817 | 39.114 | 38.2551 | 37.3855 | 36.5151 | 35.6441 | 34.7825 | 34.7922 | 34.8015 | 34.8203 | 34.8287 | 34.8367 | 34.8544 | 34.8617 | 34.8687 | 34.8854 | 34.8919 | 34.8981 | 34.9041 | 34.92 | 34.9256 | 34.9111 | 34.8764 | 34.8416 | 34.8067 | 34.7716 | 34.7365 | 34.7012 | 34.6658 | 34.6304 | 34.5949 | 34.5593 | 34.5236 | 34.4879 | 34.4521 | 34.4162 | 34.3803
29FP | Total Leakage | sum (23FP:28FP) | Ml/d | 2 | 67.887 | 65.053 | 63.3139 | 71.1865 | 63.4805 | 63.7923 | 63.3311 | 62.7511 | 62.0417 | 61.2223 | 60.2829 | 58.5685 | 56.8524 | 55.1369 | 53.4217 | 51.7064 | 50.8236 | 49.9408 | 49.058 | 48.1756 | 47.2924 | 46.4087 | 45.5265 | 44.6444 | 43.7622 | 42.88 | 41.9978 | 41.1156 | 40.2334 | 39.3512 | 38.4692 | 38.4692 | 38.4692 | 38.4692 | 38.4692 | 38.4692 | 38.4692 | 38.4692 | 38.4692 | 38.4692 | 38.4692 | 38.4692 | 38.4692 | 38.4692 | 38.4692 | 38.4692 | 38.4692 | 38.4692 | 38.4692 | 38.4692 | 38.4692 | 38.4692 | 38.4692 | 38.4692 | 38.4692 | 38.4692 | 38.4692 | 38.4692 | 38.4692 | 38.4692 | 38.4692
30FP | Leakage/property | (29FP * 1,000,000) / (36FP * 1,000) | l/prop/d | 2 | 108.9551 | 104.0114 | 100.2414 | 111.8432 | 99.105 | 99.0788 | 98.1916 | 97.0278 | 95.5829 | 93.9738 | 92.1956 | 89.2471 | 86.2984 | 83.3566 | 80.4253 | 77.5237 | 75.8875 | 74.2601 | 72.6535 | 71.0573 | 69.4793 | 67.9197 | 66.3501 | 64.8017 | 63.2343 | 61.678 | 60.1313 | 58.5966 | 57.0742 | 55.5642 | 54.0656 | 53.8134 | 53.5624 | 53.3127 | 53.0644 | 52.8175 | 52.5721 | 52.3283 | 52.0861 | 51.8456 | 51.6068 | 51.3696 | 51.1343 | 50.9007 | 50.6688 | 50.4388 | 50.2105 | 49.9841 | 49.7594 | 49.5365 | 49.3154 | 49.0962 | 48.8786 | 48.6629 | 48.4489 | 48.2367 | 48.0262 | 47.8174 | 47.6104 | 47.405 | 47.2014
31FP | Measured Non Household - properties | Input | 000's | 2 | 41.747 | 40.991 | 41.0459 | 41.0934 | 41.134 | 41.1679 | 41.1956 | 41.2173 | 41.2333 | 41.2439 | 41.2494 | 41.25 | 41.246 | 41.2376 | 41.225 | 41.2084 | 41.1123 | 41.0164 | 40.9207 | 40.8252 | 40.73 | 40.635 | 40.5402 | 40.4456 | 40.3512 | 40.2571 | 40.1632 | 40.0695 | 39.976 | 39.8828 | 39.7897 | 39.6969 | 39.6043 | 39.5119 | 39.4197 | 39.3277 | 39.236 | 39.1444 | 39.0531 | 38.962 | 38.8711 | 38.7804 | 38.69 | 38.5997 | 38.5097 | 38.4198 | 38.3302 | 38.2408 | 38.1515 | 38.0625 | 37.9737 | 37.8851 | 37.7968 | 37.7086 | 37.6206 | 37.5328 | 37.4453 | 37.3579 | 37.2708 | 37.1838 | 37.0971
32FP | Unmeasured Non Household - properties | Input | 000's | 2 | 3.229 | 3.149 | 2.9985 | 2.8552 | 2.7188 | 2.5889 | 2.4652 | 2.3473 | 2.2352 | 2.1284 | 2.0267 | 1.9298 | 1.8376 | 1.7498 | 1.6662 | 1.5865 | 1.5865 | 1.5865 | 1.5865 | 1.5865 | 1.5865 | 1.5865 | 1.5865 | 1.5865 | 1.5865 | 1.5865 | 1.5865 | 1.5865 | 1.5865 | 1.5865 | 1.5865 | 1.5865 | 1.5865 | 1.5865 | 1.5865 | 1.5865 | 1.5865 | 1.5865 | 1.5865 | 1.5865 | 1.5865 | 1.5865 | 1.5865 | 1.5865 | 1.5865 | 1.5865 | 1.5865 | 1.5865 | 1.5865 | 1.5865 | 1.5865 | 1.5865 | 1.5865 | 1.5865 | 1.5865 | 1.5865 | 1.5865 | 1.5865 | 1.5865 | 1.5865 | 1.5865
33FP | All void non-households - properties | Input | 000's | 2 | 2.697 | 3.585 | 3.585 | 3.585 | 3.585 | 3.585 | 3.585 | 3.585 | 3.585 | 3.585 | 3.585 | 3.585 | 3.585 | 3.585 | 3.585 | 3.585 | 3.585 | 3.585 | 3.585 | 3.585 | 3.585 | 3.585 | 3.585 | 3.585 | 3.585 | 3.585 | 3.585 | 3.585 | 3.585 | 3.585 | 3.585 | 3.585 | 3.585 | 3.585 | 3.585 | 3.585 | 3.585 | 3.585 | 3.585 | 3.585 | 3.585 | 3.585 | 3.585 | 3.585 | 3.585 | 3.585 | 3.585 | 3.585 | 3.585 | 3.585 | 3.585 | 3.585 | 3.585 | 3.585 | 3.585 | 3.585 | 3.585 | 3.585 | 3.585 | 3.585 | 3.585
34FP | Measured households - properties (excl. void) | Year before + sum (34.1BL:34.6BL) | 000's | 2 | 378.997 | 392.636 | 406.185 | 417.977 | 428.6064 | 437.5173 | 440.7483 | 444.4118 | 448.4882 | 452.4422 | 456.2333 | 459.9111 | 463.6194 | 467.3572 | 471.114 | 474.7415 | 478.306 | 481.8447 | 485.2538 | 488.6381 | 491.9088 | 495.0665 | 498.4338 | 501.6776 | 505.2329 | 508.7893 | 512.3716 | 515.954 | 519.5363 | 523.1186 | 526.719 | 530.3193 | 533.9197 | 537.52 | 541.1203 | 544.7207 | 548.321 | 551.9213 | 555.5217 | 559.122 | 562.7224 | 566.3227 | 569.923 | 573.5234 | 577.1237 | 580.7241 | 584.3244 | 587.9247 | 591.5251 | 595.1254 | 598.7257 | 602.3261 | 605.9264 | 609.5268 | 613.1271 | 616.7274 | 620.3278 | 623.9281 | 627.5284 | 631.1288 | 634.7291
34.1FP | New build properties - properties | Input (new builds in each year) | 000's | 2 | 0 | 4.32 | 6.269 | 4.966 | 4.1494 | 3.4119 | 3.231 | 3.6635 | 4.0764 | 3.954 | 3.7911 | 3.6777 | 3.7084 | 3.7378 | 3.7568 | 3.6275 | 3.5645 | 3.5387 | 3.4091 | 3.3843 | 3.2707 | 3.1577 | 3.3673 | 3.2438 | 3.5553 | 3.5563 | 3.5823 | 3.5823 | 3.5823 | 3.5823 | 3.6003 | 3.6003 | 3.6003 | 3.6003 | 3.6003 | 3.6003 | 3.6003 | 3.6003 | 3.6003 | 3.6003 | 3.6003 | 3.6003 | 3.6003 | 3.6003 | 3.6003 | 3.6003 | 3.6003 | 3.6003 | 3.6003 | 3.6003 | 3.6003 | 3.6003 | 3.6003 | 3.6003 | 3.6003 | 3.6003 | 3.6003 | 3.6003 | 3.6003 | 3.6003 | 3.6003
34.2FP | Meter optants - properties | Input (meter optants in each year) | 000's | 2 | 0 | 6.178 | 3.24 | 4.298 | 3.289 | 2.308 | 0 | 0 | 0 | 0 | 0 | 0 | 0 | 0 | 0 | 0 | 0 | 0 | 0 | 0 | 0 | 0 | 0 | 0 | 0 | 0 | 0 | 0 | 0 | 0 | 0 | 0 | 0 | 0 | 0 | 0 | 0 | 0 | 0 | 0 | 0 | 0 | 0 | 0 | 0 | 0 | 0 | 0 | 0 | 0 | 0 | 0 | 0 | 0 | 0 | 0 | 0 | 0 | 0 | 0 | 0
34.3FP | Compulsory metering - properties | Input (compulsory meters in each year) | 000's | 2 | 0 | 0 | 0 | 0 | 0 | 0 | 0 | 0 | 0 | 0 | 0 | 0 | 0 | 0 | 0 | 0 | 0 | 0 | 0 | 0 | 0 | 0 | 0 | 0 | 0 | 0 | 0 | 0 | 0 | 0 | 0 | 0 | 0 | 0 | 0 | 0 | 0 | 0 | 0 | 0 | 0 | 0 | 0 | 0 | 0 | 0 | 0 | 0 | 0 | 0 | 0 | 0 | 0 | 0 | 0 | 0 | 0 | 0 | 0 | 0 | 0
34.4FP | Metering on change of occupancy - properties | Input (change of occupancy meters in each year) | 000's | 2 | 0 | 0 | 4.04 | 2.528 | 3.191 | 3.191 | 0 | 0 | 0 | 0 | 0 | 0 | 0 | 0 | 0 | 0 | 0 | 0 | 0 | 0 | 0 | 0 | 0 | 0 | 0 | 0 | 0 | 0 | 0 | 0 | 0 | 0 | 0 | 0 | 0 | 0 | 0 | 0 | 0 | 0 | 0 | 0 | 0 | 0 | 0 | 0 | 0 | 0 | 0 | 0 | 0 | 0 | 0 | 0 | 0 | 0 | 0 | 0 | 0 | 0 | 0
34.5FP | Selective metering - properties | Input (selective meters in each year) | 000's | 2 | 0 | 0 | 0 | 0 | 0 | 0 | 0 | 0 | 0 | 0 | 0 | 0 | 0 | 0 | 0 | 0 | 0 | 0 | 0 | 0 | 0 | 0 | 0 | 0 | 0 | 0 | 0 | 0 | 0 | 0 | 0 | 0 | 0 | 0 | 0 | 0 | 0 | 0 | 0 | 0 | 0 | 0 | 0 | 0 | 0 | 0 | 0 | 0 | 0 | 0 | 0 | 0 | 0 | 0 | 0 | 0 | 0 | 0 | 0 | 0 | 0
34.6FP | Other changes to existing metering - properties | Input (other changes to meters in each year) | 000's | 2 | 0 | 0 | 0 | 0 | 0 | 0 | 0 | 0 | 0 | 0 | 0 | 0 | 0 | 0 | 0 | 0 | 0 | 0 | 0 | 0 | 0 | 0 | 0 | 0 | 0 | 0 | 0 | 0 | 0 | 0 | 0 | 0 | 0 | 0 | 0 | 0 | 0 | 0 | 0 | 0 | 0 | 0 | 0 | 0 | 0 | 0 | 0 | 0 | 0 | 0 | 0 | 0 | 0 | 0 | 0 | 0 | 0 | 0 | 0 | 0 | 0
34.7FP | Measured household void properties | Input | 000's | 2 | 10.76 | 6.395 | 6.395 | 6.395 | 6.395 | 6.395 | 6.395 | 6.395 | 6.395 | 6.395 | 6.395 | 6.395 | 6.395 | 6.395 | 6.395 | 6.395 | 6.395 | 6.395 | 6.395 | 6.395 | 6.395 | 6.395 | 6.395 | 6.395 | 6.395 | 6.395 | 6.395 | 6.395 | 6.395 | 6.395 | 6.395 | 6.395 | 6.395 | 6.395 | 6.395 | 6.395 | 6.395 | 6.395 | 6.395 | 6.395 | 6.395 | 6.395 | 6.395 | 6.395 | 6.395 | 6.395 | 6.395 | 6.395 | 6.395 | 6.395 | 6.395 | 6.395 | 6.395 | 6.395 | 6.395 | 6.395 | 6.395 | 6.395 | 6.395 | 6.395 | 6.395
35FP | Unmeasured households - properties (excl. void) | Input | 000's | 2 | 180.723 | 174.545 | 167.265 | 160.439 | 153.959 | 148.46 | 146.4452 | 144.6368 | 143.0113 | 141.5481 | 140.2294 | 139.0397 | 137.9652 | 136.9938 | 136.1149 | 135.3191 | 134.598 | 133.9442 | 133.3511 | 132.8126 | 132.3237 | 131.8794 | 131.4755 | 131.1083 | 130.7743 | 130.4704 | 130.1938 | 129.942 | 129.7127 | 129.5039 | 129.3136 | 129.1403 | 128.9823 | 128.8384 | 128.7071 | 128.5875 | 128.4784 | 128.3789 | 128.2882 | 128.2055 | 128.1301 | 128.0612 | 127.9984 | 127.9412 | 127.8889 | 127.8412 | 127.7977 | 127.7581 | 127.7218 | 127.6888 | 127.6586 | 127.6311 | 127.606 | 127.5831 | 127.5622 | 127.5431 | 127.5256 | 127.5097 | 127.4952 | 127.482 | 127.4699
35.1FP | Unmeasured household void properties | Input | 000's | 2 | 4.92 | 4.14 | 4.14 | 4.14 | 4.14 | 4.14 | 4.14 | 4.14 | 4.14 | 4.14 | 4.14 | 4.14 | 4.14 | 4.14 | 4.14 | 4.14 | 4.14 | 4.14 | 4.14 | 4.14 | 4.14 | 4.14 | 4.14 | 4.14 | 4.14 | 4.14 | 4.14 | 4.14 | 4.14 | 4.14 | 4.14 | 4.14 | 4.14 | 4.14 | 4.14 | 4.14 | 4.14 | 4.14 | 4.14 | 4.14 | 4.14 | 4.14 | 4.14 | 4.14 | 4.14 | 4.14 | 4.14 | 4.14 | 4.14 | 4.14 | 4.14 | 4.14 | 4.14 | 4.14 | 4.14 | 4.14 | 4.14 | 4.14 | 4.14 | 4.14 | 4.14
36FP | Total Resource Zone Properties (incl. voids) | sum (31FP:34FP) + 34.7FP + 35BL + 35.1BL | 000's | 2 | 623.073 | 625.441 | 631.6144 | 636.4846 | 640.5381 | 643.8541 | 644.9743 | 646.7332 | 649.0879 | 651.4826 | 653.8588 | 656.2506 | 658.7882 | 661.4584 | 664.2401 | 666.9757 | 669.7229 | 672.5119 | 675.2322 | 677.9825 | 680.669 | 683.2874 | 686.156 | 688.9381 | 692.0651 | 695.2234 | 698.4352 | 701.672 | 704.9316 | 708.2118 | 711.5288 | 714.863 | 718.2128 | 721.5768 | 724.9537 | 728.3424 | 731.7419 | 735.1513 | 738.5696 | 741.9961 | 745.4301 | 748.8709 | 752.318 | 755.7708 | 759.2288 | 762.6916 | 766.1588 | 769.6301 | 773.105 | 776.5833 | 780.0647 | 783.5489 | 787.0357 | 790.525 | 794.0164 | 797.5099 | 801.0052 | 804.5023 | 808.001 | 811.5011 | 815.0026
37FP | Measured Non Household - Population | Input | 000's | 2 | 21.3896 | 22.2626 | 23.1315 | 23.9705 | 24.7809 | 25.5706 | 26.341 | 27.0924 | 27.8257 | 28.5425 | 29.2526 | 29.9573 | 30.6552 | 31.3437 | 32.0246 | 32.7108 | 32.7108 | 32.7108 | 32.7108 | 32.7108 | 32.7108 | 32.7108 | 32.7108 | 32.7108 | 32.7108 | 32.7108 | 32.7108 | 32.7108 | 32.7108 | 32.7108 | 32.7108 | 32.7108 | 32.7108 | 32.7108 | 32.7108 | 32.7108 | 32.7108 | 32.7108 | 32.7108 | 32.7108 | 32.7108 | 32.7108 | 32.7108 | 32.7108 | 32.7108 | 32.7108 | 32.7108 | 32.7108 | 32.7108 | 32.7108 | 32.7108 | 32.7108 | 32.7108 | 32.7108 | 32.7108 | 32.7108 | 32.7108 | 32.7108 | 32.7108 | 32.7108 | 32.7108
38FP | Unmeasured Non Household - Population | Input | 000's | 2 | 19.1986 | 18.1841 | 17.5562 | 16.9598 | 16.5243 | 16.1212 | 15.7243 | 15.3451 | 15.0004 | 14.8607 | 14.746 | 14.6042 | 14.408 | 14.2493 | 14.3588 | 14.4281 | 15.1093 | 15.7231 | 16.3882 | 17.2683 | 17.9672 | 18.5344 | 19.0244 | 19.4954 | 20.0036 | 20.6367 | 21.2698 | 21.9029 | 22.536 | 23.1691 | 23.8022 | 24.4353 | 25.0684 | 25.7015 | 26.3346 | 26.9677 | 27.6008 | 28.2339 | 28.867 | 29.5001 | 30.1331 | 30.7662 | 31.3993 | 32.0324 | 32.6655 | 33.2986 | 33.9317 | 34.5648 | 35.1979 | 35.831 | 36.4641 | 37.0972 | 37.7303 | 38.3634 | 38.9965 | 39.6296 | 40.2627 | 40.8958 | 41.5289 | 42.162 | 42.7951
39FP | Measured Household - Population | Input | 000's | 2 | 811.7086 | 824.2568 | 851.6055 | 875.04 | 896.7477 | 914.9816 | 923.3157 | 932.1181 | 941.0726 | 949.3684 | 957.1428 | 964.4488 | 971.5349 | 978.3827 | 985.0329 | 991.3693 | 997.6206 | 1003.6557 | 1009.4327 | 1015.0594 | 1020.6154 | 1025.9738 | 1031.642 | 1037.1558 | 1042.7473 | 1048.2662 | 1053.7809 | 1059.2358 | 1064.6354 | 1069.9839 | 1075.3272 | 1080.6267 | 1085.8856 | 1091.1068 | 1096.2929 | 1101.4464 | 1106.5695 | 1111.6641 | 1116.7322 | 1121.7754 | 1126.7952 | 1131.7932 | 1136.7706 | 1141.7286 | 1146.6683 | 1151.5908 | 1156.4969 | 1161.3876 | 1166.2637 | 1171.1259 | 1175.9748 | 1180.8111 | 1185.6353 | 1190.4481 | 1195.2499 | 1200.0412 | 1204.8224 | 1209.5938 | 1214.356 | 1219.1091 | 1242.4965
40FP | Unmeasured Household - Population | Input | 000's | 2 | 498.3715 | 492.223 | 472.2328 | 455.4995 | 438.8276 | 424.0091 | 418.9673 | 414.2698 | 409.7397 | 405.5082 | 401.6258 | 398.0238 | 394.6343 | 391.4205 | 388.3815 | 385.5764 | 383.0127 | 380.5862 | 378.3496 | 376.2396 | 374.3427 | 372.596 | 370.9171 | 369.389 | 367.7498 | 366.1793 | 364.6752 | 363.2308 | 361.8416 | 360.5033 | 359.2133 | 357.9672 | 356.7616 | 355.5936 | 354.4608 | 353.3606 | 352.2909 | 351.2495 | 350.2348 | 349.2449 | 348.2783 | 347.3337 | 346.4096 | 345.5049 | 344.6185 | 343.7494 | 342.8965 | 342.0591 | 341.2364 | 340.4275 | 339.6319 | 338.8489 | 338.078 | 337.3185 | 336.57 | 335.8321 | 335.1042 | 334.386 | 333.6772 | 332.9774 | 337.3481
41FP | Total Resource Zone Population | sum (37FP:40FP) | 000's | 2 | 1350.6683 | 1356.9264 | 1364.526 | 1371.4698 | 1376.8806 | 1380.6826 | 1384.3483 | 1388.8253 | 1393.6384 | 1398.2798 | 1402.7672 | 1407.0341 | 1411.2324 | 1415.3963 | 1419.7979 | 1424.0846 | 1428.4534 | 1432.6758 | 1436.8813 | 1441.278 | 1445.636 | 1449.8149 | 1454.2943 | 1458.7509 | 1463.2114 | 1467.793 | 1472.4367 | 1477.0803 | 1481.7238 | 1486.3671 | 1491.0535 | 1495.7399 | 1500.4263 | 1505.1127 | 1509.7991 | 1514.4855 | 1519.1719 | 1523.8583 | 1528.5447 | 1533.2311 | 1537.9175 | 1542.6039 | 1547.2904 | 1551.9768 | 1556.6632 | 1561.3496 | 1566.036 | 1570.7224 | 1575.4088 | 1580.0952 | 1584.7816 | 1589.468 | 1594.1544 | 1598.8408 | 1603.5272 | 1608.2136 | 1612.9 | 1617.5864 | 1622.2728 | 1626.9592 | 1655.3504
42FP | Average household occupancy rate (excl. voids) | (39FP + 40FP) / (34FP + 35FP) | h/prop | 1 | 2.3406 | 2.3211 | 2.3086 | 2.3003 | 2.2926 | 2.2851 | 2.2859 | 2.2857 | 2.2837 | 2.281 | 2.278 | 2.2748 | 2.271 | 2.2666 | 2.2618 | 2.2571 | 2.2526 | 2.2479 | 2.2434 | 2.2388 | 2.2347 | 2.2308 | 2.2266 | 2.2228 | 2.2177 | 2.2126 | 2.2075 | 2.2023 | 2.1971 | 2.1919 | 2.1867 | 2.1815 | 2.1763 | 2.1711 | 2.1659 | 2.1607 | 2.1555 | 2.1504 | 2.1453 | 2.1402 | 2.1352 | 2.1301 | 2.1251 | 2.1202 | 2.1153 | 2.1104 | 2.1055 | 2.1007 | 2.0959 | 2.0912 | 2.0865 | 2.0818 | 2.0772 | 2.0726 | 2.0681 | 2.0636 | 2.0591 | 2.0547 | 2.0503 | 2.046 | 2.0727
43FP | Total Household Metering penetration (excl. voids) | 34FP / (34FP + 35FP) | % | 1 | 67.71% | 69.23% | 70.83% | 72.26% | 73.57% | 74.66% | 75.06% | 75.45% | 75.82% | 76.17% | 76.49% | 76.79% | 77.07% | 77.33% | 77.58% | 77.82% | 78.04% | 78.25% | 78.44% | 78.63% | 78.8% | 78.96% | 79.13% | 79.28% | 79.44% | 79.59% | 79.74% | 79.88% | 80.02% | 80.16% | 80.29% | 80.42% | 80.54% | 80.67% | 80.79% | 80.9% | 81.02% | 81.13% | 81.24% | 81.35% | 81.45% | 81.56% | 81.66% | 81.76% | 81.86% | 81.96% | 82.05% | 82.15% | 82.24% | 82.33% | 82.43% | 82.52% | 82.6% | 82.69% | 82.78% | 82.86% | 82.95% | 83.03% | 83.11% | 83.2% | 83.28%
44FP | Total Household Metering penetration (incl. voids) | (34FP) / (34FP + 34.7FP + 35FP + 35.1FP) | % | 1 | 65.87% | 67.96% | 69.55% | 70.97% | 72.27% | 73.35% | 73.74% | 74.12% | 74.5% | 74.84% | 75.16% | 75.46% | 75.74% | 76.01% | 76.26% | 76.5% | 76.72% | 76.93% | 77.13% | 77.32% | 77.49% | 77.66% | 77.83% | 77.98% | 78.14% | 78.3% | 78.45% | 78.6% | 78.74% | 78.88% | 79.02% | 79.15% | 79.28% | 79.41% | 79.53% | 79.66% | 79.77% | 79.89% | 80.01% | 80.12% | 80.23% | 80.34% | 80.45% | 80.55% | 80.65% | 80.76% | 80.86% | 80.96% | 81.06% | 81.15% | 81.25% | 81.34% | 81.43% | 81.53% | 81.62% | 81.71% | 81.8% | 81.88% | 81.97% | 82.06% | 82.14%
45FP | Distribution input | sum (12FP:15FP) + 21FP + 22FP + 27FP + 28FP | Ml/d | 2 | 409.2142 | 396.4092 | 403.3697 | 415.1595 | 407.3765 | 407.4189 | 405.2512 | 401.2418 | 397.33 | 393.5924 | 389.8079 | 384.8853 | 379.5486 | 374.2606 | 369.2409 | 364.3679 | 360.6619 | 357.2631 | 354.1071 | 351.8225 | 350.0964 | 348.3795 | 346.7782 | 345.1748 | 343.7091 | 342.2455 | 340.8138 | 339.6265 | 338.4324 | 337.2304 | 336.0271 | 336.6946 | 338.2747 | 339.7006 | 340.9831 | 342.1771 | 343.3368 | 344.3829 | 345.3239 | 346.166 | 346.9171 | 347.5823 | 348.1686 | 348.68 | 349.1227 | 349.5006 | 349.8178 | 350.0783 | 350.2856 | 350.4429 | 350.5534 | 350.6197 | 350.6446 | 350.6309 | 350.5796 | 350.4935 | 350.375 | 350.2246 | 350.0452 | 349.8375 | 352.231
46FP | Target headroom (climate change component) | Input | Ml/d | 2 | 0 | 0 | 0 | 0 | 0 | 0 | 0 | 0 | 0 | 0 | 0 | 0 | 0 | 0 | 0 | 0 | 0 | 0 | 0 | 0 | 0 | 0 | 0 | 0 | 0 | 0 | 0 | 0 | 0 | 0 | 0 | 0 | 0 | 0 | 0 | 0 | 0 | 0 | 0 | 0 | 0 | 0 | 0 | 0 | 0 | 0 | 0 | 0 | 0 | 0 | 0 | 0 | 0 | 0 | 0 | 0 | 0 | 0 | 0 | 0 | 0
47FP | Target headroom (All other components) | Input | Ml/d | 2 | 28.61 | 27.7171 | 28.2014 | 28.5229 | 28.4806 | 28.4836 | 28.4978 | 28.5227 | 28.5564 | 28.6015 | 28.6431 | 28.6871 | 28.7295 | 28.7656 | 28.8107 | 28.8555 | 28.9033 | 28.95 | 28.9991 | 29.0543 | 29.0988 | 29.1409 | 29.1858 | 29.2265 | 29.2762 | 29.3258 | 29.3778 | 29.4474 | 29.5168 | 29.5861 | 29.6558 | 29.7253 | 29.7947 | 29.8639 | 29.933 | 30.005 | 30.083 | 30.161 | 30.2389 | 30.3167 | 30.3944 | 30.4719 | 30.5494 | 30.6267 | 30.7039 | 30.781 | 30.858 | 30.9348 | 31.0115 | 31.0881 | 31.1645 | 31.2408 | 31.317 | 31.393 | 31.4689 | 31.5447 | 31.6203 | 31.6958 | 31.7712 | 31.8464 | 31.9258
48FP | Target Headroom | 46FP + 47FP | Ml/d | 2 | 28.61 | 27.7171 | 28.2014 | 28.5229 | 28.4806 | 28.4836 | 28.4978 | 28.5227 | 28.5564 | 28.6015 | 28.6431 | 28.6871 | 28.7295 | 28.7656 | 28.8107 | 28.8555 | 28.9033 | 28.95 | 28.9991 | 29.0543 | 29.0988 | 29.1409 | 29.1858 | 29.2265 | 29.2762 | 29.3258 | 29.3778 | 29.4474 | 29.5168 | 29.5861 | 29.6558 | 29.7253 | 29.7947 | 29.8639 | 29.933 | 30.005 | 30.083 | 30.161 | 30.2389 | 30.3167 | 30.3944 | 30.4719 | 30.5494 | 30.6267 | 30.7039 | 30.781 | 30.858 | 30.9348 | 31.0115 | 31.0881 | 31.1645 | 31.2408 | 31.317 | 31.393 | 31.4689 | 31.5447 | 31.6203 | 31.6958 | 31.7712 | 31.8464 | 31.9258
49FP | Available Headroom | 11FP - 45FP | Ml/d | 2 | 27.6888 | 40.4418 | 33.4813 | 21.5545 | 28.9501 | 28.28 | 60.4236 | 64.0848 | 67.7276 | 71.1994 | 74.7266 | 77.4513 | 82.6268 | 87.7848 | 99.6831 | 104.4348 | 48.3659 | 51.6847 | 54.7505 | 56.9652 | 58.6222 | 50.5346 | 52.1237 | 51.0071 | 52.4604 | 53.9117 | 55.3314 | 56.5064 | 57.6883 | 58.878 | 60.0862 | 59.4132 | 56.7276 | 55.2962 | 54.0081 | 52.8086 | 51.6533 | 50.6016 | 49.655 | 48.8074 | 48.0507 | 47.3799 | 46.7981 | 46.2811 | 52.4628 | 52.0794 | 51.7566 | 51.4905 | 51.2877 | 51.1248 | 51.0087 | 50.9368 | 50.9064 | 50.9146 | 50.9702 | 51.0508 | 51.1638 | 51.3086 | 51.4825 | 51.6847 | 49.2857
49.1FP | Available non-potable balance (if applicable) | 1.1FP - 12.1FP | Ml/d | 2 | 0 | 0 | 0 | 0 | 0 | 0 | 0 | 0 | 0 | 0 | 0 | 0 | 0 | 0 | 0 | 0 | 0 | 0 | 0 | 0 | 0 | 0 | 0 | 0 | 0 | 0 | 0 | 0 | 0 | 0 | 0 | 0 | 0 | 0 | 0 | 0 | 0 | 0 | 0 | 0 | 0 | 0 | 0 | 0 | 0 | 0 | 0 | 0 | 0 | 0 | 0 | 0 | 0 | 1 | 2 | 3 | 4 | 5 | 6 | 7 | 8
50FP | Supply Demand Balance | 49FP - 48FP | Ml/d | 2 | -0.92121 | 12.7247 | 5.2799 | -6.9683 | 0.46952 | -0.20357 | 31.9258 | 35.5621 | 39.1712 | 42.5979 | 46.0835 | 48.7641 | 53.8973 | 59.0192 | 70.8724 | 75.5793 | 19.4626 | 22.7347 | 25.7514 | 27.911 | 29.5234 | 21.3937 | 22.9379 | 21.7806 | 23.1841 | 24.5859 | 25.9536 | 27.0591 | 28.1715 | 29.2919 | 30.4304 | 29.6879 | 26.9329 | 25.4322 | 24.0751 | 22.8036 | 21.5703 | 20.4406 | 19.4161 | 18.4907 | 17.6563 | 16.908 | 16.2487 | 15.6544 | 21.7589 | 21.2984 | 20.8986 | 20.5557 | 20.2761 | 20.0367 | 19.8442 | 19.696 | 19.5895 | 19.5215 | 19.5013 | 19.5061 | 19.5434 | 19.6128 | 19.7114 | 19.8383 | 17.3599
Data for Charts
DYAA Baseline |  |  |  |  | 2019-20 | 2020-21 | 2021-22 | 2022-23 | 2023-24 | 2024-25 | 2025-26 | 2026-27 | 2027-28 | 2028-29 | 2029-30 | 2030-31 | 2031-32 | 2032-33 | 2033-34 | 2034-35 | 2035-36 | 2036-37 | 2037-38 | 2038-39 | 2039-40 | 2040-41 | 2041-42 | 2042-43 | 2043-44 | 2044-45 | 2045-46 | 2046-47 | 2047-48 | 2048-49 | 2049-50 | 2050-51 | 2051-52 | 2052-53 | 2053-54 | 2054-55 | 2055-56 | 2056-57 | 2057-58 | 2058-59 | 2059-60 | 2060-61 | 2061-62 | 2062-63 | 2063-64 | 2064-65 | 2065-66 | 2066-67 | 2067-68 | 2068-69 | 2069-70 | 2070-71 | 2071-72 | 2072-73 | 2073-74 | 2074-75 | 2075-76 | 2076-77 | 2077-78 | 2078-79 | 2079-80 | 2080-81 | 2081-82 | 2082-83 | 2083-84 | 2084-85 | 2085-86 | 2086-87 | 2087-88 | 2088-89 | 2089-90 | 2090-91 | 2091-92 | 2092-93 | 2093-94 | 2094-95 | 2095-96 | 2096-97 | 2097-98 | 2098-99 | 2099-100
| Measured HH consumption |  | Ml/d | 2 | 102.6421 | 105.8265 | 112.2589 | 115.8566 | 119.2262 | 122.1193 | 123.5257 | 125.001 | 126.5507 | 128.012 | 129.3716 | 130.6513 | 131.9018 | 133.1176 | 134.3084 | 135.4242 | 136.4851 | 137.5109 | 138.4689 | 139.3956 | 140.258 | 141.0627 | 141.9093 | 142.6971 | 143.5702 | 144.4266 | 145.3027 | 146.3849 | 147.4573 | 148.5207 | 149.5806 | 150.6326 | 151.6772 | 152.7149 | 153.7462 | 154.7713 | 155.7908 | 156.805 | 157.814 | 158.8183 | 159.8181 | 160.8136 | 161.8049 | 162.7923 | 163.776 | 164.7561 | 165.7328 | 166.7061 | 167.6763 | 168.6435 | 169.6077 | 170.569 | 171.5276 | 172.4835 | 173.4369 | 174.3877 | 175.336 | 176.282 | 177.2256 | 178.167 | 179.1492
| Unmeasured HH consumption |  | Ml/d | 2 | 83.2414 | 81.0278 | 78.1506 | 75.5144 | 72.8479 | 70.4792 | 69.7105 | 69.0107 | 68.3774 | 67.7992 | 67.2665 | 66.7773 | 66.3282 | 65.9152 | 65.5356 | 65.1818 | 64.8517 | 64.5452 | 64.2569 | 63.9881 | 63.7326 | 63.4903 | 63.263 | 63.0457 | 62.8463 | 62.657 | 62.4766 | 62.3044 | 62.1393 | 61.9807 | 61.8278 | 61.6799 | 61.5366 | 61.3972 | 61.2613 | 61.1595 | 61.124 | 61.0918 | 61.0627 | 61.0364 | 61.0127 | 60.9913 | 60.972 | 60.9546 | 60.9389 | 60.9248 | 60.9121 | 60.9008 | 60.8906 | 60.8815 | 60.8733 | 60.8661 | 60.8596 | 60.8539 | 60.8488 | 60.8443 | 60.8403 | 60.8368 | 60.8338 | 60.8311 | 60.8372
| Non-HH consumption |  | Ml/d | 2 | 83.1189 | 73.9871 | 78.6354 | 81.6826 | 81.5184 | 81.3064 | 81.0208 | 80.7153 | 80.3646 | 80.1734 | 79.9869 | 79.8559 | 79.6889 | 79.4268 | 79.2628 | 79.1404 | 79.077 | 79.0058 | 79.0108 | 79.098 | 79.1014 | 79.1173 | 79.1057 | 79.0879 | 79.0759 | 79.0658 | 79.0552 | 79.0452 | 79.0353 | 79.0248 | 79.0149 | 79.005 | 78.9952 | 78.9855 | 78.9758 | 78.9667 | 78.9571 | 78.9476 | 78.9387 | 78.9292 | 78.9204 | 78.9112 | 78.9025 | 78.8933 | 78.8848 | 78.8763 | 78.8679 | 78.8596 | 78.8514 | 78.8432 | 78.8351 | 78.827 | 78.8191 | 78.8118 | 78.804 | 78.7963 | 78.7891 | 78.7816 | 78.7746 | 78.7678 | 78.7605
| Total Leakage |  | Ml/d | 2 | 67.887 | 65.053 | 63.3139 | 71.1865 | 63.4805 | 63.7923 | 63.7895 | 63.7879 | 63.7869 | 63.7859 | 63.7849 | 63.7841 | 63.7816 | 63.7797 | 63.7781 | 63.7764 | 63.7756 | 63.7748 | 63.774 | 63.7736 | 63.7724 | 63.7707 | 63.7705 | 63.7704 | 63.7702 | 63.77 | 63.7698 | 63.7696 | 63.7694 | 63.7692 | 63.7692 | 63.7692 | 63.7692 | 63.7692 | 63.7692 | 63.7692 | 63.7692 | 63.7692 | 63.7692 | 63.7692 | 63.7692 | 63.7692 | 63.7692 | 63.7692 | 63.7692 | 63.7692 | 63.7692 | 63.7692 | 63.7692 | 63.7692 | 63.7692 | 63.7692 | 63.7692 | 63.7692 | 63.7692 | 63.7692 | 63.7692 | 63.7692 | 63.7692 | 63.7692 | 63.7692
| Other demand components |  | Ml/d | 2 | 7.5968 | 7.5968 | 7.5968 | 7.5968 | 7.5968 | 7.5968 | 7.5968 | 7.5968 | 7.5968 | 7.5968 | 7.5968 | 7.5968 | 7.5968 | 7.5968 | 7.5968 | 7.5968 | 7.5968 | 7.5968 | 7.5968 | 7.5968 | 7.5968 | 7.5968 | 7.5968 | 7.5968 | 7.5968 | 7.5968 | 7.5968 | 7.5968 | 7.5968 | 7.5968 | 7.5968 | 7.5968 | 7.5968 | 7.5968 | 7.5968 | 7.5968 | 7.5968 | 7.5968 | 7.5968 | 7.5968 | 7.5968 | 7.5968 | 7.5968 | 7.5968 | 7.5968 | 7.5968 | 7.5968 | 7.5968 | 7.5968 | 7.5968 | 7.5968 | 7.5968 | 7.5968 | 7.5968 | 7.5968 | 7.5968 | 7.5968 | 7.5968 | 7.5968 | 7.5968 | 7.5968
| Total Water Available for use |  | Ml/d | 2 | 384.219 | 384.107 | 384.057 | 383.8923 | 383.5082 | 382.9018 | 375.3589 | 374.9695 | 374.6755 | 374.3945 | 374.1266 | 366.8681 | 366.6614 | 366.4903 | 366.3365 | 366.1828 | 317.0868 | 316.9591 | 316.8312 | 316.7202 | 316.6102 | 314.7736 | 314.702 | 311.8484 | 311.7765 | 311.7023 | 311.6407 | 311.5789 | 311.5171 | 311.4553 | 311.4003 | 309.3938 | 309.3382 | 309.2827 | 309.2271 | 309.1716 | 309.116 | 309.0505 | 308.9949 | 308.9393 | 308.8838 | 308.8282 | 308.7726 | 308.717 | 308.6615 | 308.6059 | 308.5503 | 308.4948 | 308.4392 | 308.3736 | 308.3181 | 308.2625 | 308.2069 | 308.1514 | 308.0958 | 308.0403 | 307.9847 | 307.9292 | 307.8737 | 307.8181 | 307.7626
| Total Demand + Target Headroom |  | Ml/d | 2 | 358.8962 | 347.4427 | 354.176 | 366.2534 | 359.0869 | 359.7373 | 360.1012 | 360.5893 | 361.1774 | 361.8973 | 362.5635 | 363.2496 | 363.9079 | 364.4694 | 365.1419 | 365.8066 | 366.501 | 367.1753 | 367.8775 | 368.6533 | 369.2879 | 369.8886 | 370.5216 | 371.0972 | 371.7864 | 372.4707 | 373.1843 | 374.1216 | 375.0564 | 375.9878 | 376.9225 | 377.8542 | 378.783 | 379.7088 | 380.6315 | 381.584 | 382.5991 | 383.6122 | 384.6239 | 385.633 | 386.6407 | 387.6458 | 388.6494 | 389.6505 | 390.6501 | 391.6477 | 392.6433 | 393.6369 | 394.6284 | 395.618 | 396.6056 | 397.5912 | 398.5749 | 399.5572 | 400.537 | 401.5148 | 402.4913 | 403.4654 | 404.4381 | 405.4089 | 406.4309
DYAA Final Plan |  |  |  |  | 2019-20 | 2020-21 | 2021-22 | 2022-23 | 2023-24 | 2024-25 | 2025-26 | 2026-27 | 2027-28 | 2028-29 | 2029-30 | 2030-31 | 2031-32 | 2032-33 | 2033-34 | 2034-35 | 2035-36 | 2036-37 | 2037-38 | 2038-39 | 2039-40 | 2040-41 | 2041-42 | 2042-43 | 2043-44 | 2044-45 | 2045-46 | 2046-47 | 2047-48 | 2048-49 | 2049-50 | 2050-51 | 2051-52 | 2052-53 | 2053-54 | 2054-55 | 2055-56 | 2056-57 | 2057-58 | 2058-59 | 2059-60 | 2060-61 | 2061-62 | 2062-63 | 2063-64 | 2064-65 | 2065-66 | 2066-67 | 2067-68 | 2068-69 | 2069-70 | 2070-71 | 2071-72 | 2072-73 | 2073-74 | 2074-75 | 2075-76 | 2076-77 | 2077-78 | 2078-79 | 2079-80 | 2080-81 | 2081-82 | 2082-83 | 2083-84 | 2084-85 | 2085-86 | 2086-87 | 2087-88 | 2088-89 | 2089-90 | 2090-91 | 2091-92 | 2092-93 | 2093-94 | 2094-95 | 2095-96 | 2096-97 | 2097-98 | 2098-99 | 2099-100
| Measured HH consumption |  | Ml/d | 2 | 102.6421 | 105.8265 | 112.2589 | 115.8566 | 119.2262 | 122.1193 | 122.2711 | 121.3083 | 120.556 | 119.8431 | 119.1496 | 117.801 | 115.8953 | 114.1572 | 112.582 | 111.1069 | 109.5218 | 107.8191 | 106.1616 | 105.175 | 104.7712 | 104.3072 | 103.8825 | 103.3962 | 102.9856 | 102.5509 | 102.1346 | 101.9191 | 101.6884 | 101.443 | 101.1883 | 101.8336 | 103.3074 | 104.6299 | 105.8122 | 106.8648 | 107.797 | 108.6178 | 109.3351 | 109.9564 | 110.4884 | 110.9374 | 111.3093 | 111.6093 | 111.8424 | 112.0129 | 112.1252 | 112.183 | 112.1899 | 112.149 | 112.0635 | 111.936 | 111.7691 | 111.5651 | 111.3262 | 111.0545 | 110.7516 | 110.4193 | 110.0592 | 109.6727 | 109.3215
| Unmeasured HH consumption |  | Ml/d | 2 | 83.2414 | 81.0278 | 78.1506 | 75.5144 | 72.8479 | 70.4792 | 69.6546 | 68.7918 | 67.9215 | 67.0653 | 66.2209 | 65.3687 | 64.4874 | 63.5845 | 62.6712 | 61.763 | 60.9128 | 60.1731 | 59.5438 | 59.009 | 58.5471 | 58.144 | 57.8339 | 57.5949 | 57.3914 | 57.2099 | 57.0343 | 56.8662 | 56.7047 | 56.5491 | 56.3988 | 56.2549 | 56.1168 | 55.9819 | 55.8499 | 55.7513 | 55.7184 | 55.6884 | 55.6609 | 55.6359 | 55.613 | 55.592 | 55.5728 | 55.5552 | 55.5392 | 55.5244 | 55.5109 | 55.4985 | 55.4871 | 55.4767 | 55.4671 | 55.4582 | 55.4501 | 55.4426 | 55.4357 | 55.4294 | 55.4235 | 55.4181 | 55.4131 | 55.4084 | 55.4138
| Non-HH consumption |  | Ml/d | 2 | 83.1189 | 73.9871 | 78.6354 | 81.6826 | 81.5184 | 81.3064 | 80.4185 | 78.9277 | 77.4295 | 76.1272 | 74.864 | 73.8851 | 73.0772 | 72.1687 | 71.3536 | 70.5759 | 70.1705 | 70.0763 | 70.0623 | 70.1318 | 70.122 | 70.1304 | 70.1118 | 70.0874 | 70.0681 | 70.051 | 70.0341 | 70.0184 | 70.003 | 69.9872 | 69.9717 | 70.0379 | 70.1817 | 70.3183 | 70.4489 | 70.5738 | 70.6919 | 70.8048 | 70.9129 | 71.0149 | 71.113 | 71.206 | 71.295 | 71.379 | 71.4594 | 71.5357 | 71.6083 | 71.6775 | 71.7434 | 71.8062 | 71.866 | 71.9229 | 71.9772 | 72.0294 | 72.0786 | 72.1254 | 72.1705 | 72.2129 | 72.2538 | 72.2928 | 74.8775
| Total Leakage |  | Ml/d | 2 | 67.887 | 65.053 | 63.3139 | 71.1865 | 63.4805 | 63.7923 | 63.3311 | 62.7511 | 62.0417 | 61.2223 | 60.2829 | 58.5685 | 56.8524 | 55.1369 | 53.4217 | 51.7064 | 50.8236 | 49.9408 | 49.058 | 48.1802 | 47.3017 | 46.4174 | 45.5348 | 44.6523 | 43.7697 | 42.8871 | 42.0049 | 41.1223 | 40.2397 | 39.3571 | 38.4751 | 38.4747 | 38.4744 | 38.4744 | 38.4741 | 38.4737 | 38.4738 | 38.4735 | 38.4732 | 38.4733 | 38.473 | 38.4728 | 38.4725 | 38.4727 | 38.4729 | 38.4734 | 38.474 | 38.4745 | 38.475 | 38.4755 | 38.476 | 38.4764 | 38.4769 | 38.4773 | 38.4776 | 38.478 | 38.4784 | 38.4787 | 38.479 | 38.4793 | 38.4796
| Other demand components |  | Ml/d | 2 | 7.5968 | 7.5968 | 7.5968 | 7.5968 | 7.5968 | 7.5968 | 7.5968 | 7.5968 | 7.5968 | 7.5968 | 7.5968 | 7.5968 | 7.5968 | 7.5968 | 7.5968 | 7.5968 | 7.5968 | 7.5968 | 7.5968 | 7.5968 | 7.5968 | 7.5968 | 7.5968 | 7.5968 | 7.5968 | 7.5968 | 7.5968 | 7.5968 | 7.5968 | 7.5968 | 7.5968 | 7.5968 | 7.5968 | 7.5968 | 7.5968 | 7.5968 | 7.5968 | 7.5968 | 7.5968 | 7.5968 | 7.5968 | 7.5968 | 7.5968 | 7.5968 | 7.5968 | 7.5968 | 7.5968 | 7.5968 | 7.5968 | 7.5968 | 7.5968 | 7.5968 | 7.5968 | 7.5968 | 7.5968 | 7.5968 | 7.5968 | 7.5968 | 7.5968 | 7.5968 | 7.5968
| Total Water Available for use |  | Ml/d | 2 | 384.219 | 384.107 | 384.057 | 383.8923 | 383.5082 | 382.9018 | 394.6789 | 394.2895 | 393.9955 | 393.7145 | 393.4466 | 391.1881 | 390.9814 | 390.8103 | 394.6565 | 394.5028 | 347.9068 | 347.7791 | 347.6512 | 347.5402 | 347.4302 | 341.5636 | 341.492 | 338.6384 | 338.5665 | 338.4923 | 338.4307 | 338.3689 | 338.3071 | 338.2453 | 338.1903 | 336.1838 | 333.9482 | 333.8927 | 333.8371 | 333.7816 | 333.726 | 333.6605 | 333.6049 | 333.5493 | 333.4938 | 333.4382 | 333.3826 | 333.327 | 336.1815 | 336.1259 | 336.0703 | 336.0148 | 335.9592 | 335.8936 | 335.8381 | 335.7825 | 335.7269 | 335.6714 | 335.6158 | 335.5603 | 335.5047 | 335.4492 | 335.3937 | 335.3381 | 335.2826
| Total Demand + Target Headroom |  | Ml/d | 2 | 358.8962 | 347.4427 | 354.176 | 366.2534 | 359.0869 | 359.7373 | 357.7299 | 353.8531 | 350.0466 | 346.3846 | 342.671 | 337.8043 | 332.5198 | 327.2773 | 322.2854 | 317.436 | 313.7404 | 310.3479 | 307.1925 | 304.894 | 303.1654 | 301.4466 | 299.8361 | 298.227 | 296.7386 | 295.2501 | 293.7879 | 292.5436 | 291.2909 | 290.0289 | 288.7639 | 289.3685 | 290.885 | 292.2465 | 293.464 | 294.5808 | 295.6391 | 296.5831 | 297.4214 | 298.1602 | 298.8076 | 299.3687 | 299.8505 | 300.2573 | 300.595 | 300.8677 | 301.0796 | 301.2346 | 301.3363 | 301.388 | 301.3928 | 301.3534 | 301.2726 | 301.1532 | 300.9963 | 300.8046 | 300.5806 | 300.3247 | 300.0399 | 299.7269 | 302.0072
DYCP Baseline |  |  |  |  | 2019-20 | 2020-21 | 2021-22 | 2022-23 | 2023-24 | 2024-25 | 2025-26 | 2026-27 | 2027-28 | 2028-29 | 2029-30 | 2030-31 | 2031-32 | 2032-33 | 2033-34 | 2034-35 | 2035-36 | 2036-37 | 2037-38 | 2038-39 | 2039-40 | 2040-41 | 2041-42 | 2042-43 | 2043-44 | 2044-45 | 2045-46 | 2046-47 | 2047-48 | 2048-49 | 2049-50 | 2050-51 | 2051-52 | 2052-53 | 2053-54 | 2054-55 | 2055-56 | 2056-57 | 2057-58 | 2058-59 | 2059-60 | 2060-61 | 2061-62 | 2062-63 | 2063-64 | 2064-65 | 2065-66 | 2066-67 | 2067-68 | 2068-69 | 2069-70 | 2070-71 | 2071-72 | 2072-73 | 2073-74 | 2074-75 | 2075-76 | 2076-77 | 2077-78 | 2078-79 | 2079-80 | 2080-81 | 2081-82 | 2082-83 | 2083-84 | 2084-85 | 2085-86 | 2086-87 | 2087-88 | 2088-89 | 2089-90 | 2090-91 | 2091-92 | 2092-93 | 2093-94 | 2094-95 | 2095-96 | 2096-97 | 2097-98 | 2098-99 | 2099-100
| Measured HH consumption |  | Ml/d | 2 | 118.6126 | 122.2924 | 129.7284 | 133.8824 | 137.7805 | 141.1187 | 142.7483 | 144.4535 | 146.2432 | 147.9322 | 149.5022 | 150.9813 | 152.4224 | 153.8306 | 155.207 | 156.4952 | 157.7214 | 158.9072 | 160.0131 | 161.0842 | 162.0813 | 163.0111 | 163.9895 | 164.8998 | 165.9088 | 166.8985 | 167.9109 | 169.1614 | 170.4007 | 171.6295 | 172.8543 | 174.07 | 175.2772 | 176.4764 | 177.6681 | 178.8528 | 180.0309 | 181.2028 | 182.3689 | 183.5295 | 184.6848 | 185.8351 | 186.9807 | 188.1218 | 189.2585 | 190.3911 | 191.5197 | 192.6446 | 193.7657 | 194.8833 | 195.9975 | 197.1085 | 198.2162 | 199.3209 | 200.4225 | 201.5213 | 202.6172 | 203.7103 | 204.8008 | 205.8887 | 207.0237
| Unmeasured HH consumption |  | Ml/d | 2 | 118.0429 | 114.9039 | 110.8237 | 107.0854 | 103.3041 | 99.9451 | 98.8551 | 97.8627 | 96.9645 | 96.1447 | 95.3893 | 94.6955 | 94.0586 | 93.473 | 92.9346 | 92.433 | 91.9649 | 91.5302 | 91.1214 | 90.7402 | 90.3779 | 90.0343 | 89.7119 | 89.4039 | 89.121 | 88.8526 | 88.5968 | 88.3526 | 88.1185 | 87.8935 | 87.6767 | 87.4671 | 87.2638 | 87.0662 | 86.8735 | 86.7291 | 86.6786 | 86.633 | 86.5918 | 86.5545 | 86.5209 | 86.4905 | 86.4631 | 86.4384 | 86.4162 | 86.3962 | 86.3783 | 86.3621 | 86.3477 | 86.3348 | 86.3232 | 86.3129 | 86.3038 | 86.2956 | 86.2884 | 86.282 | 86.2764 | 86.2715 | 86.2671 | 86.2634 | 86.272
| Non-HH consumption |  | Ml/d | 2 | 95.7712 | 85.2593 | 90.6031 | 94.1047 | 93.9108 | 93.6622 | 93.329 | 92.9732 | 92.5655 | 92.3416 | 92.1234 | 91.9691 | 91.7735 | 91.4688 | 91.277 | 91.1332 | 91.06 | 90.9776 | 90.9831 | 91.0831 | 91.0867 | 91.1047 | 91.0911 | 91.0704 | 91.0563 | 91.0445 | 91.032 | 91.0203 | 91.0086 | 90.9964 | 90.9848 | 90.9733 | 90.9619 | 90.9505 | 90.9392 | 90.9285 | 90.9174 | 90.9063 | 90.8959 | 90.8849 | 90.8747 | 90.8639 | 90.8538 | 90.8432 | 90.8333 | 90.8234 | 90.8137 | 90.804 | 90.7944 | 90.7849 | 90.7755 | 90.7662 | 90.757 | 90.7485 | 90.7395 | 90.7305 | 90.7223 | 90.7136 | 90.7055 | 90.6976 | 90.6891
| Total Leakage |  | Ml/d | 2 | 67.887 | 65.053 | 63.3139 | 71.1865 | 63.4805 | 63.7923 | 63.7895 | 63.7879 | 63.7869 | 63.7859 | 63.7849 | 63.7841 | 63.7816 | 63.7797 | 63.7781 | 63.7764 | 63.7756 | 63.7748 | 63.774 | 63.7736 | 63.7724 | 63.7707 | 63.7705 | 63.7704 | 63.7702 | 63.77 | 63.7698 | 63.7696 | 63.7694 | 63.7692 | 63.7692 | 63.7692 | 63.7692 | 63.7692 | 63.7692 | 63.7692 | 63.7692 | 63.7692 | 63.7692 | 63.7692 | 63.7692 | 63.7692 | 63.7692 | 63.7692 | 63.7692 | 63.7692 | 63.7692 | 63.7692 | 63.7692 | 63.7692 | 63.7692 | 63.7692 | 63.7692 | 63.7692 | 63.7692 | 63.7692 | 63.7692 | 63.7692 | 63.7692 | 63.7692 | 63.7692
| Other demand components |  | Ml/d | 2 | 8.9006 | 8.9006 | 8.9006 | 8.9006 | 8.9006 | 8.9006 | 8.9006 | 8.9006 | 8.9006 | 8.9006 | 8.9006 | 8.9006 | 8.9006 | 8.9006 | 8.9006 | 8.9006 | 8.9006 | 8.9006 | 8.9006 | 8.9006 | 8.9006 | 8.9006 | 8.9006 | 8.9006 | 8.9006 | 8.9006 | 8.9006 | 8.9006 | 8.9006 | 8.9006 | 8.9006 | 8.9006 | 8.9006 | 8.9006 | 8.9006 | 8.9006 | 8.9006 | 8.9006 | 8.9006 | 8.9006 | 8.9006 | 8.9006 | 8.9006 | 8.9006 | 8.9006 | 8.9006 | 8.9006 | 8.9006 | 8.9006 | 8.9006 | 8.9006 | 8.9006 | 8.9006 | 8.9006 | 8.9006 | 8.9006 | 8.9006 | 8.9006 | 8.9006 | 8.9006 | 8.9006
| Total Water Available for use |  | Ml/d | 2 | 436.903 | 436.851 | 436.851 | 436.7141 | 436.3267 | 435.6989 | 435.1348 | 434.7867 | 434.5176 | 434.2517 | 433.9945 | 426.7965 | 426.6354 | 426.5054 | 426.384 | 426.2627 | 359.9877 | 359.9078 | 359.8176 | 359.7478 | 359.6786 | 356.3841 | 356.372 | 353.6519 | 353.6395 | 353.6273 | 353.6152 | 353.603 | 353.5907 | 353.5784 | 353.5834 | 353.5778 | 353.5723 | 353.5667 | 353.5612 | 353.5556 | 353.5601 | 353.5545 | 353.5489 | 353.5434 | 353.5378 | 353.5322 | 353.5367 | 353.5311 | 353.5255 | 353.5199 | 353.5144 | 353.5088 | 353.5132 | 353.5077 | 353.5021 | 353.4966 | 353.491 | 353.4854 | 353.4899 | 353.4843 | 353.4788 | 353.4733 | 353.4677 | 353.4622 | 353.4567
| Total Demand + Target Headroom |  | Ml/d | 2 | 437.8242 | 424.1263 | 431.5711 | 443.6824 | 435.8572 | 435.9025 | 436.1203 | 436.5006 | 437.0172 | 437.7065 | 438.3434 | 439.0177 | 439.6663 | 440.2183 | 440.908 | 441.5939 | 442.3258 | 443.0405 | 443.7913 | 444.636 | 445.3177 | 445.9624 | 446.6496 | 447.2715 | 448.0332 | 448.792 | 449.588 | 450.6519 | 451.7147 | 452.7754 | 453.8415 | 454.9056 | 455.9674 | 457.0268 | 458.0836 | 459.1852 | 460.3798 | 461.573 | 462.7654 | 463.9555 | 465.1446 | 466.3313 | 467.5169 | 468.6999 | 469.8817 | 471.0616 | 472.2395 | 473.4154 | 474.5892 | 475.761 | 476.9307 | 478.0983 | 479.2638 | 480.4279 | 481.5892 | 482.7484 | 483.9061 | 485.061 | 486.2145 | 487.3659 | 488.5805
DYCP Final Plan |  |  |  |  | 2019-20 | 2020-21 | 2021-22 | 2022-23 | 2023-24 | 2024-25 | 2025-26 | 2026-27 | 2027-28 | 2028-29 | 2029-30 | 2030-31 | 2031-32 | 2032-33 | 2033-34 | 2034-35 | 2035-36 | 2036-37 | 2037-38 | 2038-39 | 2039-40 | 2040-41 | 2041-42 | 2042-43 | 2043-44 | 2044-45 | 2045-46 | 2046-47 | 2047-48 | 2048-49 | 2049-50 | 2050-51 | 2051-52 | 2052-53 | 2053-54 | 2054-55 | 2055-56 | 2056-57 | 2057-58 | 2058-59 | 2059-60 | 2060-61 | 2061-62 | 2062-63 | 2063-64 | 2064-65 | 2065-66 | 2066-67 | 2067-68 | 2068-69 | 2069-70 | 2070-71 | 2071-72 | 2072-73 | 2073-74 | 2074-75 | 2075-76 | 2076-77 | 2077-78 | 2078-79 | 2079-80 | 2080-81 | 2081-82 | 2082-83 | 2083-84 | 2084-85 | 2085-86 | 2086-87 | 2087-88 | 2088-89 | 2089-90 | 2090-91 | 2091-92 | 2092-93 | 2093-94 | 2094-95 | 2095-96 | 2096-97 | 2097-98 | 2098-99 | 2099-100
| Measured HH consumption |  | Ml/d | 2 | 118.6126 | 122.2924 | 129.7284 | 133.8824 | 137.7805 | 141.1187 | 141.501 | 140.7899 | 140.3093 | 139.8609 | 139.4184 | 138.3228 | 136.6774 | 135.2087 | 133.9014 | 132.6828 | 131.347 | 129.8819 | 128.437 | 127.6448 | 127.4128 | 127.105 | 126.8322 | 126.4798 | 126.2134 | 125.9185 | 125.6451 | 125.6043 | 125.5466 | 125.4727 | 125.3887 | 126.2003 | 127.8365 | 129.3211 | 130.6651 | 131.8789 | 132.972 | 133.9533 | 134.8308 | 135.6119 | 136.3033 | 136.9114 | 137.4418 | 137.9 | 138.2908 | 138.6187 | 138.8878 | 139.102 | 139.2648 | 139.3794 | 139.4488 | 139.4758 | 139.463 | 139.4126 | 139.3269 | 139.2077 | 139.0571 | 138.8766 | 138.6678 | 138.4321 | 138.2798
| Unmeasured HH consumption |  | Ml/d | 2 | 118.0429 | 114.9039 | 110.8237 | 107.0854 | 103.3041 | 99.9451 | 98.7868 | 97.5961 | 96.4108 | 95.2548 | 94.1236 | 92.9928 | 91.8367 | 90.6639 | 89.4877 | 88.3247 | 87.2368 | 86.2854 | 85.4686 | 84.7696 | 84.1612 | 83.6252 | 83.202 | 82.8648 | 82.5738 | 82.3111 | 82.0579 | 81.8155 | 81.5827 | 81.3586 | 81.1421 | 80.9366 | 80.7407 | 80.5493 | 80.3618 | 80.2216 | 80.1744 | 80.1313 | 80.0917 | 80.0553 | 80.022 | 79.9913 | 79.9631 | 79.9371 | 79.9132 | 79.8911 | 79.8708 | 79.852 | 79.8346 | 79.8186 | 79.8037 | 79.79 | 79.7772 | 79.7654 | 79.7544 | 79.7442 | 79.7346 | 79.7258 | 79.7175 | 79.7098 | 79.72
| Non-HH consumption |  | Ml/d | 2 | 95.7712 | 85.2593 | 90.6031 | 94.1047 | 93.9108 | 93.6622 | 92.7317 | 91.204 | 89.6675 | 88.3538 | 87.0824 | 86.1006 | 85.2816 | 84.3504 | 83.5295 | 82.7533 | 82.3538 | 82.2544 | 82.2429 | 82.332 | 82.3293 | 82.3399 | 82.3168 | 82.2852 | 82.2591 | 82.2353 | 82.2124 | 82.1905 | 82.169 | 82.1472 | 82.1265 | 82.1879 | 82.3276 | 82.4604 | 82.5864 | 82.7068 | 82.8205 | 82.9284 | 83.0316 | 83.1289 | 83.222 | 83.3098 | 83.3938 | 83.473 | 83.5488 | 83.6209 | 83.6894 | 83.7545 | 83.8163 | 83.8751 | 83.931 | 83.9841 | 84.0345 | 84.083 | 84.1285 | 84.1718 | 84.2135 | 84.2524 | 84.29 | 84.3258 | 86.8613
| Total Leakage |  | Ml/d | 2 | 67.887 | 65.053 | 63.3139 | 71.1865 | 63.4805 | 63.7923 | 63.3311 | 62.7511 | 62.0417 | 61.2223 | 60.2829 | 58.5685 | 56.8524 | 55.1369 | 53.4217 | 51.7064 | 50.8236 | 49.9408 | 49.058 | 48.1756 | 47.2924 | 46.4087 | 45.5265 | 44.6444 | 43.7622 | 42.88 | 41.9978 | 41.1156 | 40.2334 | 39.3512 | 38.4692 | 38.4692 | 38.4692 | 38.4692 | 38.4692 | 38.4692 | 38.4692 | 38.4692 | 38.4692 | 38.4692 | 38.4692 | 38.4692 | 38.4692 | 38.4692 | 38.4692 | 38.4692 | 38.4692 | 38.4692 | 38.4692 | 38.4692 | 38.4692 | 38.4692 | 38.4692 | 38.4692 | 38.4692 | 38.4692 | 38.4692 | 38.4692 | 38.4692 | 38.4692 | 38.4692
| Other demand components |  | Ml/d | 2 | 8.9006 | 8.9006 | 8.9006 | 8.9006 | 8.9006 | 8.9006 | 8.9006 | 8.9006 | 8.9006 | 8.9006 | 8.9006 | 8.9006 | 8.9006 | 8.9006 | 8.9006 | 8.9006 | 8.9006 | 8.9006 | 8.9006 | 8.9006 | 8.9006 | 8.9006 | 8.9006 | 8.9006 | 8.9006 | 8.9006 | 8.9006 | 8.9006 | 8.9006 | 8.9006 | 8.9006 | 8.9006 | 8.9006 | 8.9006 | 8.9006 | 8.9006 | 8.9006 | 8.9006 | 8.9006 | 8.9006 | 8.9006 | 8.9006 | 8.9006 | 8.9006 | 8.9006 | 8.9006 | 8.9006 | 8.9006 | 8.9006 | 8.9006 | 8.9006 | 8.9006 | 8.9006 | 8.9006 | 8.9006 | 8.9006 | 8.9006 | 8.9006 | 8.9006 | 8.9006 | 8.9006
| Total Water Available for use |  | Ml/d | 2 | 436.903 | 436.851 | 436.851 | 436.7141 | 436.3267 | 435.6989 | 465.6748 | 465.3267 | 465.0576 | 464.7917 | 464.5345 | 462.3365 | 462.1754 | 462.0454 | 468.924 | 468.8027 | 409.0277 | 408.9478 | 408.8576 | 408.7878 | 408.7186 | 398.9141 | 398.902 | 396.1819 | 396.1695 | 396.1573 | 396.1452 | 396.133 | 396.1207 | 396.1084 | 396.1134 | 396.1078 | 395.0023 | 394.9967 | 394.9912 | 394.9856 | 394.9901 | 394.9845 | 394.9789 | 394.9734 | 394.9678 | 394.9622 | 394.9667 | 394.9611 | 401.5855 | 401.5799 | 401.5744 | 401.5688 | 401.5732 | 401.5677 | 401.5621 | 401.5566 | 401.551 | 401.5454 | 401.5499 | 401.5443 | 401.5388 | 401.5333 | 401.5277 | 401.5222 | 401.5167
| Total Demand + Target Headroom |  | Ml/d | 2 | 437.8242 | 424.1263 | 431.5711 | 443.6824 | 435.8572 | 435.9025 | 433.749 | 429.7645 | 425.8864 | 422.1938 | 418.451 | 413.5724 | 408.2781 | 403.0262 | 398.0516 | 393.2234 | 389.5652 | 386.2131 | 383.1062 | 380.8768 | 379.1952 | 377.5204 | 375.9641 | 374.4013 | 372.9854 | 371.5714 | 370.1916 | 369.0739 | 367.9492 | 366.8165 | 365.6829 | 366.4199 | 368.0694 | 369.5645 | 370.9161 | 372.182 | 373.4198 | 374.5439 | 375.5628 | 376.4827 | 377.3115 | 378.0542 | 378.718 | 379.3067 | 379.8266 | 380.2816 | 380.6758 | 381.0131 | 381.2971 | 381.531 | 381.7179 | 381.8605 | 381.9615 | 382.0239 | 382.0486 | 382.0382 | 381.9954 | 381.9204 | 381.8163 | 381.6839 | 384.1568
Note on G72: [Threaded comment] Your version of Excel allows you to read this threaded comment; however, any edits to it will get removed if the file is opened in a newer version of Excel. Learn more: https://go.microsoft.com/fwlink/?linkid=870924 Comment: This doesn't match planning table 3 WXWWSX (34.6BL) as it is believed to be zero to conform with planning table calculation. Potentially should be zero here too but unsure of impacts changing this will have on model outputs.
Note on G95: [Threaded comment] Your version of Excel allows you to read this threaded comment; however, any edits to it will get removed if the file is opened in a newer version of Excel. Learn more: https://go.microsoft.com/fwlink/?linkid=870924 Comment: https://wessexwater.sharepoint.com/:x:/r/teams/wx-snm-wr/WRMP24_submissionAssurance/Assurance%20Files%20from%20Motts/Prefered%20Plan%20Model%20Outputs%20(central%20plan)%20.xlsm?d=w2b37d858f5ad46be875a4eee01269a60&csf=1&web=1&e=AHEAJI
Note on G107: [Threaded comment] Your version of Excel allows you to read this threaded comment; however, any edits to it will get removed if the file is opened in a newer version of Excel. Learn more: https://go.microsoft.com/fwlink/?linkid=870924 Comment: https://wessexwater.sharepoint.com/:x:/r/teams/wx-snm-wr/WRMP24_submissionAssurance/Assurance%20Files%20from%20Motts/Scenario_Costs_Pilot%20SM%20in%20AMP7%20and%20compulse%20basic%20by%202050%20weff%2034%20_scen%206%20with%20AMR%20trial_R00-02.xlsx?d=wd144fb5a26664d36a56c8fb33c9c1dbf&csf=1&web=1&e=BjF7oX
Note on G113: [Threaded comment] Your version of Excel allows you to read this threaded comment; however, any edits to it will get removed if the file is opened in a newer version of Excel. Learn more: https://go.microsoft.com/fwlink/?linkid=870924 Comment: https://wessexwater.sharepoint.com/:x:/r/teams/wx-snm-wr/WRMP24_submissionAssurance/Assurance%20Files%20from%20Motts/Scenario_Costs_Pilot%20SM%20in%20AMP7%20and%20compulse%20basic%20by%202050%20weff%2034%20_scen%206%20with%20AMR%20trial_R00-02.xlsx?d=wd144fb5a26664d36a56c8fb33c9c1dbf&csf=1&web=1&e=BFDJtl
Note on G276: [Threaded comment] Your version of Excel allows you to read this threaded comment; however, any edits to it will get removed if the file is opened in a newer version of Excel. Learn more: https://go.microsoft.com/fwlink/?linkid=870924 Comment: https://wessexwater.sharepoint.com/:x:/r/teams/wx-snm-wr/WRMP24_submissionAssurance/Assurance%20Files%20from%20Motts/Prefered%20Plan%20Model%20Outputs%20(central%20plan)%20.xlsm?d=w2b37d858f5ad46be875a4eee01269a60&csf=1&web=1&e=AHEAJI
Note on G288: [Threaded comment] Your version of Excel allows you to read this threaded comment; however, any edits to it will get removed if the file is opened in a newer version of Excel. Learn more: https://go.microsoft.com/fwlink/?linkid=870924 Comment: https://wessexwater.sharepoint.com/:x:/r/teams/wx-snm-wr/WRMP24_submissionAssurance/Assurance%20Files%20from%20Motts/Scenario_Costs_Pilot%20SM%20in%20AMP7%20and%20compulse%20basic%20by%202050%20weff%2034%20_scen%206%20with%20AMR%20trial_R00-02.xlsx?d=wd144fb5a26664d36a56c8fb33c9c1dbf&csf=1&web=1&e=BjF7oX
Note on G294: [Threaded comment] Your version of Excel allows you to read this threaded comment; however, any edits to it will get removed if the file is opened in a newer version of Excel. Learn more: https://go.microsoft.com/fwlink/?linkid=870924 Comment: https://wessexwater.sharepoint.com/:x:/r/teams/wx-snm-wr/WRMP24_submissionAssurance/Assurance%20Files%20from%20Motts/Scenario_Costs_Pilot%20SM%20in%20AMP7%20and%20compulse%20basic%20by%202050%20weff%2034%20_scen%206%20with%20AMR%20trial_R00-02.xlsx?d=wd144fb5a26664d36a56c8fb33c9c1dbf&csf=1&web=1&e=BFDJtl

## 4. Options Appraisal Summary A
Water Company | Wessex Water | Version | 1 |  | Back to title page
Table 4: WC Level - Options Appraisal Summary | [32 empty] | Natural capital Summary | Biodiversity and Habitat |  | Climate Regulation |  | Natural Hazard Regulation |  | Spatial |  | Temporal |  | N/A
WRMP24 Reference | Option ID | Option Name | Option type Defined List | Option Group | WRZ(s) benefitting from option Defined codes, accept multiples using "," separator, or "Company Wide" | Option status Defined | Third Party Option Flag Y/N | Partnership Option TOTEX - all parties (where applicable) | Interdependent Options (State one or more option IDs) | Preferred (Most Likely) Programme Y/N | Least Cost Programme Y/N | Ofwat Core Programme Y/N | Alternative Programme 1 (preferred "most likely" programme) Y/N | Alternative Programme 2 (Higher Alternative Need Pathway) Y/N | Alternative Programme 3 (Higher Alternative Need - No HA options available) Y/N | Reason for option rejection | WRZ transfer is from Defined List | WRZ transfer is to Defined List | Gains in WAFU / Savings in Demand on full implementation (Ml/d) | Option benefits lead-in time (Years) | First year of option use in preferred programme (year) (Preferred programme (most likely) only) | Totex expenditure prior to option in use (£m) | Totex expenditure per annum post option in use under maximum utilisation scenario (£m) | Average totex expenditure per annum post option in use (£m) | Average option utilisation used for average totex expenditure and operational carbon forecasts (Ml/d) | Maximum option utilisation across the planning period (Ml/d) | Embodied carbon emissions (tCO2 equivalent) | Operational carbon emissions under maximum utilisation scenario (tCO2 equivalent per annum) | Average operational carbon emissions (tCO2 equivalent per annum) | Total Carbon Cost (£M) | Average Incremental Cost (AIC) (p/m3) | Total NPC (£m) | Natural capital impact of option (sum of scores for subsequent component scores multiplied by spatial and temporal scales which are given weightings of 0.4 and 0.6 respectively) | B&H Non-monetised metric where applicable (Scoring from 0 to -3 where 0 is the best score and -3 is the worst) | B&H Monetised metric where applicable (£M) | CR Non-monetised metric where applicable (Scoring from 0 to -3 where 0 is the best score and -3 is the worst) | CR Monetised metric where applicable (£M) | NHR Non-monetised metric where applicable (Scoring from 0 to -3 where 0 is the best score and -3 is the worst) | NHR Monetised metric where applicable (£M) | WP Non-monetised metric where applicable (Scoring from 0 to -3 where 0 is the best score and -3 is the worst) | WP Monetised metric where applicable (£M) | WReg Non-monetised metric where applicable (Scoring from 0 to -3 where 0 is the best score and -3 is the worst) | WReg Monetised metric where applicable (£M) | R&T Non-monetised metric where applicable (define units) | R&T Monetised metric where applicable (£M) | WFD Level 1 result | WFD Level 2 results and risk of quanitfied | HRA Construction | HRA Operation | SEA Construction | SEA Operation | Alternative Programme 4 (Central Alternative Pathway 1) Y/N | Alternative Programme 5 - (Central Alternative Pathway 2) Y/N | Alternative Programme 6 (Central Alternative Pathway 3) Y/N | Alternative Programme 7 (Central Alternative Pathway 4) Y/N
51dU | 1.01 | Standard compulsory metering: 95% metered by 2050 | Metering compulsory | Customer Options | WXWWSX | Unconstrained | N | [8 empty] | Standalone option - combined into scenario | N/A | N/A | 10.5
51dU | 1.02 | Standard compulsory metering: 95% metered by 2035 | Metering compulsory | Customer Options | WXWWSX | Unconstrained | N | [8 empty] | Standalone option - combined into scenario | N/A | N/A | 10.5
51dU | 1.03 | Smart metering - compulsory adaptive household roll out Phase 1 | Metering compulsory | Customer Options | WXWWSX | Unconstrained | N | [8 empty] | Standalone option - combined into scenario | N/A | N/A | 0.5
51dU | 1.04 | Smart metering - compulsory adaptive non-household roll out Phase 1 | Metering compulsory | Customer Options | WXWWSX | Unconstrained | N | [8 empty] | Standalone option - combined into scenario | N/A | N/A | 0.2
51dU | 1.05 | Smart metering - progressive compulsory household roll out - 90% by 2050 | Metering compulsory | Customer Options | WXWWSX | Unconstrained | N | [8 empty] | Standalone option - combined into scenario | N/A | N/A | 12
51dU | 1.06 | Smart metering - progressive compulsory NHH roll out - 90% by 2050 | Metering compulsory | Customer Options | WXWWSX | Unconstrained | N | [8 empty] | Standalone option - combined into scenario | N/A | N/A | 2.5
51dU | 1.07 | Smart metering - progressive compulsory household roll out - 90% by 2035 | Metering compulsory | Customer Options | WXWWSX | Unconstrained | N | [8 empty] | Standalone option - combined into scenario | N/A | N/A | 12
51dU | 1.08 | Smart metering - progressive compulsory NHH roll out - 90% by 2035 | Metering compulsory | Customer Options | WXWWSX | Unconstrained | N | [8 empty] | Standalone option - combined into scenario | N/A | N/A | 2.5
51dU | 1.09 | Smarter Metering - Compulsory AMR Metering | Metering compulsory | Customer Options | WXWWSX | Unconstrained | N | [8 empty] | Standalone option - combined into scenario | N/A | N/A | 5.2
51dU | 1.1 | Smarter Metering - Compulsory AMI Metering | Metering compulsory | Customer Options | WXWWSX | Unconstrained | N | [8 empty] | Standalone option - combined into scenario | N/A | N/A | 6.29
51dU | 2.01 | Optional standard metering enhanced promotion | Metering optants | Customer Options | WXWWSX | Unconstrained | N | [8 empty] | Uncertainty - yield | N/A | N/A | 2.5
51dU | 3.01 | Increasing meter reading frequency from six monthly to monthly - households | Metering other selective | Customer Options | WXWWSX | Unconstrained | N | [8 empty] | Constraints - feasibility | N/A | N/A | 2
51dU | 3.02 | Increasing meter reading frequency from six monthly to monthly non-households | Metering other selective | Customer Options | WXWWSX | Unconstrained | N | [8 empty] | Constraints - feasibility | N/A | N/A | 0.25
51dU | 3.03 | Smart metering - progressive optional household roll out | Metering other selective | Customer Options | WXWWSX | Unconstrained | N | [8 empty] | Uncertainty - yield | N/A | N/A | 1.5
51dU | 3.04 | Smart metering - progressive optional NHH roll out | Metering other selective | Customer Options | WXWWSX | Unconstrained | N | [8 empty] | Standalone option - combined into scenario | N/A | N/A | 1
51dU | 4.01 | Standard change of occupier household metering | Metering change of occupancy | Customer Options | WXWWSX | Unconstrained | N | [8 empty] | Standalone option - combined into scenario | N/A | N/A | 1.5
51dU | 4.02 | Smart metering - progressive household roll out for new change of occupier only | Metering change of occupancy | Customer Options | WXWWSX | Unconstrained | N | [8 empty] | Standalone option - combined into scenario | N/A | N/A | 1.7
51dU | 5.01 | Household water efficiency free pack for self installation | Water efficiency customer education / awareness | Customer Options | WXWWSX | Unconstrained | N | [8 empty] | Uncertainty - yield | N/A | N/A | 0.25
51dU | 5.02 | Online digital engagement for Smart metering | Water efficiency customer education / awareness | Customer Options | WXWWSX | Unconstrained | N | [8 empty] | Standalone option - combined into scenario | N/A | N/A | 0.15
51dU | 5.03 | Water efficiency programmes targeted at specific groups (e.g. community, religious groups) | Water efficiency customer education / awareness | Customer Options | WXWWSX | Unconstrained | N | [8 empty] | Uncertainty - promotability | N/A | N/A | 0.02
51dU | 5.04 | Targeted incentives scheme - Individual customer/community reward scheme linked to reduced water use | Water efficiency customer education / awareness | Customer Options | WXWWSX | Unconstrained | N | [8 empty] | Uncertainty - promotability | N/A | N/A | 0.25
51dU | 5.05 | Sector specific water efficiency advice e.g. partnerships with holiday rental companies Airbnb. | Water efficiency customer education / awareness | Customer Options | WXWWSX | Unconstrained | N | [8 empty] | Uncertainty - yield | N/A | N/A | 0.2
51dU | 5.06 | Water saving business visits - level 1 | Water efficiency customer education / awareness | Customer Options | WXWWSX | Unconstrained | N | [8 empty] | Standalone option - combined into scenario | N/A | N/A | 0.5
51dU | 5.07 | Rewards to water retailers for business water use savings. | Water efficiency customer education / awareness | Customer Options | WXWWSX | Unconstrained | N | [8 empty] | Uncertainty - yield | N/A | N/A | 0.75
51dU | 5.08 | Third Party - App for customer engagement | Water efficiency customer education / awareness | Customer Options | WXWWSX | Unconstrained | Y | [8 empty] | Uncertainty - yield | N/A | N/A | 1
51dU | 5.09 | Water saving business visits - level 2 | Water efficiency customer education / awareness | Customer Options | WXWWSX | Unconstrained | N | [8 empty] | Standalone option - combined into scenario | N/A | N/A | 4
51dU | 5.1 | Water saving business visits - level 3 | Water efficiency customer education / awareness | Customer Options | WXWWSX | Unconstrained | N | [8 empty] | Standalone option - combined into scenario | N/A | N/A | 6
51dU | 6.01 | Home Check - Level 1 | Household water audit | Customer Options | WXWWSX | Unconstrained | N | [8 empty] | Uncertainty - yield | N/A | N/A | 0.25
51dU | 6.02 | Home Check - Level 2 | Household water audit | Customer Options | WXWWSX | Unconstrained | N | [8 empty] | Standalone option - combined into scenario | N/A | N/A | 6
51dU | 6.03 | Home Check - Level 3 | Household water audit | Customer Options | WXWWSX | Unconstrained | N | [8 empty] | Standalone option - combined into scenario | N/A | N/A | 4
51dU | 7.01 | Appliance subsidies (rebates for water efficient devices and appliances) | Retrofitting indoor water efficiency devices | Customer Options | WXWWSX | Unconstrained | N | [8 empty] | Uncertainty - promotability | N/A | N/A | 0.5
51dU | 7.02 | Appliance exchange schemes | Retrofitting indoor water efficiency devices | Customer Options | WXWWSX | Unconstrained | N | [8 empty] | Uncertainty - promotability | N/A | N/A | 0.25
51dU | 7.03 | Plumbers installation of water efficient goods (e.g. dual flush toilets low flush toilets, tap inserts) | Retrofitting indoor water efficiency devices | Customer Options | WXWWSX | Unconstrained | N | [8 empty] | Uncertainty - yield | N/A | N/A | 0.5
51dU | 7.04 | Grey water recycling retrofitting to existing properties. | Retrofitting indoor water efficiency devices | Customer Options | WXWWSX | Unconstrained | N | [8 empty] | Uncertainty - cost | N/A | N/A | 1
51dU | 8.01 | Pay per use appliances (e.g. Miele bundles subscription) | Other water efficiency | Customer Options | WXWWSX | Unconstrained | N | [8 empty] | Uncertainty - promotability | N/A | N/A | 0.25
51dU | 8.02 | Leaky Loos' Wastage Fix: large scale targeted fixes | Other water efficiency | Customer Options | WXWWSX | Unconstrained | N | [8 empty] | Uncertainty - yield | N/A | N/A | 0.25
51dU | 8.03 | Partnerships/targeting of large/small developers to install water efficient devices | Other water efficiency | Customer Options | WXWWSX | Unconstrained | N | [8 empty] | Uncertainty - requires government intervention | N/A | N/A | 0.25
51dU | 8.04 | Water retailer save | Other water efficiency | Customer Options | WXWWSX | Unconstrained | N | [8 empty] | Constraints - feasibility | N/A | N/A | 0.1
51dU | 8.05 | Targeted water efficiency information/advice for designer of hot water systems and purchasers of water using appliances | Other water efficiency | Customer Options | WXWWSX | Unconstrained | N | [8 empty] | Uncertainty - requires government intervention | N/A | N/A | 0.25
51dU | 8.06 | Reducing infrastructure connection charge for properties built to a high water efficiency standard | Other water efficiency | Customer Options | WXWWSX | Unconstrained | N | [8 empty] | Uncertainty - yield | N/A | N/A | 0.05
51dU | 8.07 | Interest free loans | Other water efficiency | Customer Options | WXWWSX | Unconstrained | N | [8 empty] | Uncertainty - promotability | N/A | N/A | 1.2
51dU | 8.08 | Water labelling - with minimum standards | Other water efficiency | Customer Options | WXWWSX | Unconstrained | N | [8 empty] | Uncertainty - requires government intervention | N/A | N/A | 2
51dU | 8.09 | Water labelling - with no minimum standards | Other water efficiency | Customer Options | WXWWSX | Unconstrained | N | [8 empty] | Uncertainty - requires government intervention | N/A | N/A | 0.25
51dU | 8.1 | New development standards - water neutrality | Other water efficiency | Customer Options | WXWWSX | Unconstrained | N | [8 empty] | Uncertainty - requires government intervention | N/A | N/A | 0.5
51dU | 8.11 | New home standards - mandatory | Other water efficiency | Customer Options | WXWWSX | Unconstrained | N | [8 empty] | Uncertainty - requires government intervention | N/A | N/A | 0.5
51dU | 8.12 | Combined research into reducing water demand | Other water efficiency | Customer Options | WXWWSX | Unconstrained | N | [8 empty] | Uncertainty - yield | N/A | N/A | 43
51dU | 8.13 | Supplementary or alternative non-PWS supply | Other water efficiency | Customer Options | WXWWSX | Unconstrained | N | [8 empty] | Uncertainty - cost | N/A | N/A | 21
51dU | 8.14 | Reuse treated wastewater effluent as an alternative supply. This reclaimed water could be used for industrial/commercial use rather than potable water (drinking water). | Other water efficiency | Customer Options | WXWWSX | Unconstrained | N | [8 empty] | Constraints - feasibility | N/A | N/A | 5
51dU | 8.15 | Support agricultural users or large users of mains supply during peak periods, to develop storage facilities | Other water efficiency | Customer Options | WXWWSX | Unconstrained | N | [8 empty] | Uncertainty - promotability | N/A | N/A | 4.2
51dU | 8.16 | A third party takes ownership for water management of new large scale commercial developments driving down demand by integrating water efficiency and water conservation in to new build . | Other water efficiency | Customer Options | WXWWSX | Unconstrained | Y | [8 empty] | Constraints - feasibility | N/A | N/A | 2
51dU | 8.17 | Third party - aerial camera survey to identify unmetered usage | Other water efficiency | Customer Options | WXWWSX | Unconstrained | Y | [8 empty] | Uncertainty - promotability | N/A | N/A | 0.25
51dU | 9.01 | Increasing block tariffs | Tariff | Customer Options | WXWWSX | Unconstrained | N | [8 empty] | Uncertainty - promotability | N/A | N/A | 2.14
51dU | 9.02 | Resource availability tariffs | Tariff | Customer Options | WXWWSX | Unconstrained | N | [8 empty] | Uncertainty - promotability | N/A | N/A | 0.5
51dU | 9.03 | Variable tariffs | Tariff | Customer Options | WXWWSX | Unconstrained | N | [8 empty] | Uncertainty - promotability | N/A | N/A | 0.15
51dU | 9.04 | Consumption tariff | Tariff | Customer Options | WXWWSX | Unconstrained | N | [8 empty] | Uncertainty - promotability | N/A | N/A | 0.1
51dU | 9.05 | Seasonal tariffs | Tariff | Customer Options | WXWWSX | Unconstrained | N | [8 empty] | Uncertainty - promotability | N/A | N/A | 1
51dU | 9.06 | Community reward tariff | Tariff | Customer Options | WXWWSX | Unconstrained | N | [8 empty] | Uncertainty - yield | N/A | N/A | 0.75
51dU | 9.07 | Drought awareness tariff | Tariff | Customer Options | WXWWSX | Unconstrained | N | [8 empty] | Uncertainty - promotability | N/A | N/A | 0.5
51dU | 9.08 | Individual reward tariff | Tariff | Customer Options | WXWWSX | Unconstrained | N | [8 empty] | Uncertainty - promotability | N/A | N/A | 1
51dU | 9.09 | Penalty charge tariff | Tariff | Customer Options | WXWWSX | Unconstrained | N | [8 empty] | Uncertainty - promotability | N/A | N/A | 1.5
51dU | 9.1 | Transparent charging | Tariff | Customer Options | WXWWSX | Unconstrained | N | [8 empty] | Uncertainty - promotability | N/A | N/A | 0.5
51dU | 9.11 | Trading | Tariff | Customer Options | WXWWSX | Unconstrained | N | [8 empty] | Uncertainty - promotability | N/A | N/A | 1
51dU | 9.12 | Lower charges for major customers with a significant water resource storage | Tariff | Customer Options | WXWWSX | Unconstrained | N | [8 empty] | Uncertainty - promotability | N/A | N/A | 0.5
51dU | 9.13 | Interruptible industrial supplies tariff | Tariff | Customer Options | WXWWSX | Unconstrained | N | [8 empty] | Uncertainty - promotability | N/A | N/A | 1
51dU | 9.14 | Benchmarked rising block business tariffs | Tariff | Customer Options | WXWWSX | Unconstrained | N | [8 empty] | Uncertainty - promotability | N/A | N/A | 0.5
51dU | 9.15 | Industrial spot pricing | Tariff | Customer Options | WXWWSX | Unconstrained | N | [8 empty] | Uncertainty - promotability | N/A | N/A | 0.25
51dP | 9.16 | Temporary use bans | Tariff | Customer Options | WXWWSX | Preferred | N |  | N/A | Y | Y | Y | Y | Y | Y | N/A | N/A | N/A | 13.11 | 0 | 2025-26 |  |  |  | 2.1894 | 22.93 | NA | NA | NA |  | 2.8456 |  | NA | NA | NA | NA | NA | NA | NA | NA | NA | NA | NA | NA | NA | NA | NA | NA | NA | NA | NA | Y | Y | Y | Y
51dU | 9.17 | Non essential use bans | Tariff | Customer Options | WXWWSX | Unconstrained | N | [8 empty] | Uncertainty - promotability | N/A | N/A | 7.98
51dU | 9.18 | Reduced levels of service and rota cuts | Tariff | Customer Options | WXWWSX | Unconstrained | N | [8 empty] | Constraints - feasibility | N/A | N/A | 1
51dP | 9.19 | Reduced levels of service, moving to 1:500 to 1:200 | Tariff | Customer Options | WXWWSX | Preferred | N |  | N/A | Y | Y | Y | Y | Y | Y | N/A | N/A | N/A | 4.03 | 0 | 2025-26 |  |  |  | 0.50814 | 0.3255 | NA | NA | NA |  | 0 |  | NA | NA | NA | NA | NA | NA | NA | NA | NA | NA | NA | NA | NA | NA | NA | NA | NA | NA | NA | Y | Y | Y | Y
51dU | 10.01 | Rainwater harvesting is included in new developments to meet planning conditions - community developments | Rainwater harvesting | Customer Options | WXWWSX | Unconstrained | N | [8 empty] | Constraints - feasibility | N/A | N/A | 2
51dU | 10.02 | Home retrofit of rainwater harvesting | Rainwater harvesting | Customer Options | WXWWSX | Unconstrained | N | [8 empty] | Constraints - feasibility | N/A | N/A | 0.5
51dU | 10.03 | Rainshare - Communities direct harvested rainwater into a centralised shared resource | Rainwater harvesting | Customer Options | WXWWSX | Unconstrained | N | [8 empty] | Constraints - feasibility | N/A | N/A | 0.7
51dU | 10.04 | Rainwater harvesting is included in new developments to meet planning conditions - commercial/public sector developments -single or multiple | Rainwater harvesting | Customer Options | WXWWSX | Unconstrained | N | [8 empty] | Uncertainty - requires government intervention | N/A | N/A | 0.25
51dU | 10.05 | Rainwater harvesting feasibility assessment and/or subsidised installation - target large water users | Rainwater harvesting | Customer Options | WXWWSX | Unconstrained | N | [8 empty] | Uncertainty - cost | N/A | N/A | 0.5
51dU | 10.06 | Rainwater harvesting - target large water users | Rainwater harvesting | Customer Options | WXWWSX | Unconstrained | N | [8 empty] | Uncertainty - cost | N/A | N/A | 0.25
51dU | 10.07 | Rainwater harvesting - agriculture sector | Rainwater harvesting | Customer Options | WXWWSX | Unconstrained | N | [8 empty] | Constraints - feasibility | N/A | N/A | 0.25
51dU | 11.01 | Business Efficiency Visits (BEV) - water efficiency audit - in person audit, fix and retrofit, targeted at specific sectors/businesses | Non-household water audit | Customer Options | WXWWSX | Unconstrained | N | [8 empty] | Standalone option - combined into scenario | N/A | N/A | 0.37
51dU | 11.02 | Business Efficiency Visits (HEV) - water efficiency audit - in person audit targeted at specific sectors/businesses | Non-household water audit | Customer Options | WXWWSX | Unconstrained | N | [8 empty] | Standalone option - combined into scenario | N/A | N/A | 0.1
51dU | 11.03 | Business Efficiency Visits (HEV) - leakage detection - in person targeted at specific sectors/businesses | Non-household water audit | Customer Options | WXWWSX | Unconstrained | N | [8 empty] | Uncertainty - yield | N/A | N/A | 0.3
51dU | 11.04 | Business Efficiency Visits (HEV) - process water efficiency audit/leakage detection - in person targeted at agriculture sector | Non-household water audit | Customer Options | WXWWSX | Unconstrained | N | [8 empty] | Uncertainty - yield | N/A | N/A | 0.25
51dU | 11.05 | Business Efficiency Visit (BEV) - process water efficiency audit/leakage detection. | Non-household water audit | Customer Options | WXWWSX | Unconstrained | N | [8 empty] | Uncertainty - yield | N/A | N/A | 0.12
51dU | 11.06 | Business Efficiency Visit (BEV) - water efficiency audit/leakage detection - in person targeted at leisure sector (golf) | Non-household water audit | Customer Options | WXWWSX | Unconstrained | N | [8 empty] | Uncertainty - yield | N/A | N/A | 2.5
51dU | 11.07 | Virtual Business Efficiency Visit (VBEV) - water efficiency audit with free water efficient devices | Non-household water audit | Customer Options | WXWWSX | Unconstrained | N | [8 empty] | Uncertainty - yield | N/A | N/A | 0.06
51cU | 12.01 | Active Leakage Control | Active leakage management | Distribution Options | WXWWSX | Unconstrained | N | [8 empty] | Standalone option - combined into scenario | N/A | N/A | 2.5
51cU | 12.02 | Active Leakage Control - Standard ALC | Active leakage management | Distribution Options | WXWWSX | Unconstrained | N | [8 empty] | Standalone option - combined into scenario | N/A | N/A | 1.56
51cU | 12.03 | Active Leakage Control - Lift and Shift | Active leakage management | Distribution Options | WXWWSX | Unconstrained | N | [8 empty] | Standalone option - combined into scenario | N/A | N/A | 2.4
51cU | 12.04 | Active Leakage Control - Enhanced/Intensive ALC | Active leakage management | Distribution Options | WXWWSX | Unconstrained | N | [8 empty] | Standalone option - combined into scenario | N/A | N/A | 3.8
51cU | 13.01 | Leakage Driven Asset Renewal | Mains replacement (not trunk mains) | Distribution Options | WXWWSX | Unconstrained | N | [8 empty] | Standalone option - combined into scenario | N/A | N/A | 3.5
51cU | 13.02 | Leakage Driven Asset Renewal - service reservoirs | Mains replacement (not trunk mains) | Distribution Options | WXWWSX | Unconstrained | N | [8 empty] | Standalone option - combined into scenario | N/A | N/A | 0.6
51cU | 13.03 | Mains Replacement - Asset Renewal Mains Only | Mains replacement (not trunk mains) | Distribution Options | WXWWSX | Unconstrained | N | [8 empty] | Standalone option - combined into scenario | N/A | N/A | 40.66
51cU | 13.04 | Mains Replacement - Asset Renewal Mains and Comms | Mains replacement (not trunk mains) | Distribution Options | WXWWSX | Unconstrained | N | [8 empty] | Standalone option - combined into scenario | N/A | N/A | 60.83
51cU | 13.05 | Mains Replacement - Asset Renewal Mains, Comms and CSP | Mains replacement (not trunk mains) | Distribution Options | WXWWSX | Unconstrained | N | [8 empty] | Standalone option - combined into scenario | N/A | N/A | 3.6
51cU | 13.06 | Service Reservoir Overflow Prevention | Mains replacement (not trunk mains) | Distribution Options | WXWWSX | Unconstrained | N | [8 empty] | Standalone option - combined into scenario | N/A | N/A | 2.3
51cU | 14.01 | Smarter network monitoring | Other leakage control | Distribution Options | WXWWSX | Unconstrained | N | [8 empty] | Standalone option - combined into scenario | N/A | N/A | 2.5
51cU | 14.02 | Customer Side Leakage Repairs | Other leakage control | Distribution Options | WXWWSX | Unconstrained | N | [8 empty] | Standalone option - combined into scenario | N/A | N/A | 1
51cU | 14.03 | Smarter Leakage Monitoring - New and Improved Control Zones | Other leakage control | Distribution Options | WXWWSX | Unconstrained | N | [8 empty] | Standalone option - combined into scenario | N/A | N/A | 7.87
51cU | 14.04 | Smarter Leakage Monitoring - Logger Upgrade | Other leakage control | Distribution Options | WXWWSX | Unconstrained | N | [8 empty] | Standalone option - combined into scenario | N/A | N/A | 2.8
51cU | 14.05 | Smarter Leakage Monitoring - Flow Meter Upgrade | Other leakage control | Distribution Options | WXWWSX | Unconstrained | N | [8 empty] | Standalone option - combined into scenario | N/A | N/A | 3.2
51cU | 14.06 | Smarter Leakage Monitoring - More Loggers and Intelligent Analysis Software | Other leakage control | Distribution Options | WXWWSX | Unconstrained | N | [8 empty] | Standalone option - combined into scenario | N/A | N/A | 4
51cU | 14.07 | Smarter Leakage Monitoring - Permanent Acoustic Loggers | Other leakage control | Distribution Options | WXWWSX | Unconstrained | N | [8 empty] | Standalone option - combined into scenario | N/A | N/A | 3.37
51cU | 14.08 | Customer Repair Policy - No excessive CSP repair cost limit | Other leakage control | Distribution Options | WXWWSX | Unconstrained | N | [8 empty] | Standalone option - combined into scenario | N/A | N/A | 1.5
51cU | 15.01 | Leakage driven pressure management - network reconfiguration | Pressure management | Distribution Options | WXWWSX | Unconstrained | N | [8 empty] | Standalone option - combined into scenario | N/A | N/A | 1
51cU | 15.02 | Leakage driven pressure management - CALM networks | Pressure management | Distribution Options | WXWWSX | Unconstrained | N | [8 empty] | Standalone option - combined into scenario | N/A | N/A | 1.5
51cU | 15.03 | Pressure Management - Advanced Pressure Management | Pressure management | Distribution Options | WXWWSX | Unconstrained | N | [8 empty] | Standalone option - combined into scenario | N/A | N/A | 1.41
51cU | 15.04 | Pressure Management - CALM Network | Pressure management | Distribution Options | WXWWSX | Unconstrained | N | [8 empty] | Standalone option - combined into scenario | N/A | N/A | 0.35
51cU | 16.01 | Trunk main leakage reduction | Trunk mains renewal/new | Distribution Options | WXWWSX | Unconstrained | N | [8 empty] | Standalone option - combined into scenario | N/A | N/A | 1
51cU | 16.02 | Trunk Mains Management - Flow Monitoring Zones | Trunk mains renewal/new | Distribution Options | WXWWSX | Unconstrained | N | [8 empty] | Standalone option - combined into scenario | N/A | N/A | 12.89
51cU | 16.03 | Trunk Mains Management - Trunk Mains Loggers | Trunk mains renewal/new | Distribution Options | WXWWSX | Unconstrained | N | [8 empty] | Standalone option - combined into scenario | N/A | N/A | 35.13
51cU | 16.04 | Trunk Mains Management - TM Asset Renewal | Trunk mains renewal/new | Distribution Options | WXWWSX | Unconstrained | N | [8 empty] | Standalone option - combined into scenario | N/A | N/A | 55.3
51cU | 16.05 | Trunk Mains Management - TM ALC Effort Uplift | Trunk mains renewal/new | Distribution Options | WXWWSX | Unconstrained | N | [8 empty] | Standalone option - combined into scenario | N/A | N/A | 18.42
51aU | 17.01 | Leakage technology investments | New technology | Resource Options | WXWWSX | Unconstrained | N | [8 empty] | Standalone option - combined into scenario | N/A | N/A | 2.5
51aU | 17.02 | Leak Free Mains | New technology | Resource Options | WXWWSX | Unconstrained | N | [8 empty] | Standalone option - combined into scenario | N/A | N/A | 1
51aU | 17.03 | Leakage Technology - ALC Repairs Future Tech | New technology | Resource Options | WXWWSX | Unconstrained | N | [8 empty] | Standalone option - combined into scenario | N/A | N/A | 0.02
51aU | 17.04 | Leakage Technology - Asset Renewal Future Tech | New technology | Resource Options | WXWWSX | Unconstrained | N | [8 empty] | Standalone option - combined into scenario | N/A | N/A | 0.71
51aU | 17.05 | Leak Free Mains | New technology | Resource Options | WXWWSX | Unconstrained | N | [8 empty] | Standalone option - combined into scenario | N/A | N/A | 1
51aU | 17.06 | Leak Free Mains with Comms Renewal | New technology | Resource Options | WXWWSX | Unconstrained | N | [8 empty] | Standalone option - combined into scenario | N/A | N/A | 25.3
51aU | 17.07 | Leak Free Mains with Comms and CSP Renewal | New technology | Resource Options | WXWWSX | Unconstrained | N | [8 empty] | Standalone option - combined into scenario | N/A | N/A | 9.96
51cF | 18.01 | Somerset Spine main upgrade | Internal potable transfer | Distribution Options | WXWWSX | Feasible | N |  | 18.1 | N | N | N | N | N | N | N/A | WXWWSX | WXWWSX | 3 | 9 | NA |  |  |  | 0 | 0 | 13121.496 | 1084.05 | 476.982 |  | 72.5026 |  | -7.2 | -2 | NA | -1 | NA | -1 | NA | -3 | NA | -1 | NA | NA | NA | Minor | - | Uncertain | Negligible | 7 | 12 | N | N | N | N
51cF | 18.02 | CALM main upgrade and reversal | Internal potable transfer | Distribution Options | WXWWSX | Feasible | N |  | 18.01 | N | N | N | N | N | N | N/A | WXWWSX | WXWWSX | 10 | 9 | NA |  |  |  | 4.4 | 20 | 21474.942 | 4179.25 | 1838.87 |  | 63.6766 |  | -10.8 | -3 | NA | -2 | NA | -1 | NA | -3 | NA | -1 | NA | NA | NA | Minor | - | Low | Uncertain | 2 | 11 | N | N | N | N
51cU | 18.03 | Malmesbury to Chippenham to Bath transfer upgrade | External potable bulk supply/transfer | Distribution Options | WXWWSX | Unconstrained | N | [8 empty] | Uncertainty - source | WXWWSX | WXWWSX | 4
51cU | 18.04 | North Grid to North transfer upgrade | Internal potable transfer | Distribution Options | WXWWSX | Unconstrained | N | [8 empty] | Option combined upon review | WXWWSX | WXWWSX | 1.5
51cU | 18.05 | Melksham to Devizes new connection | Internal potable transfer | Distribution Options | WXWWSX | Unconstrained | N | [8 empty] | Option combined upon review | WXWWSX | WXWWSX | 0.5
51cU | 18.06 | South Bath to North Bath New Connection | Internal potable transfer | Distribution Options | WXWWSX | Unconstrained | N | [8 empty] | Option combined upon review | WXWWSX | WXWWSX | 4
51cU | 18.07 | Bristol to Bath transfer increase | External potable bulk supply/transfer | Distribution Options | WXWWSX | Unconstrained | Y | [8 empty] | Option combined upon review | WXWWSX | WXWWSX | 3
51cU | 18.08 | Frome (Bristol Water) to Wessex Grid connection | External potable bulk supply/transfer | Distribution Options | WXWWSX | Unconstrained | Y | [8 empty] | Alternative options with lower impact | WXWWSX | WXWWSX | 5
51cF | 18.09 | Chippenham to Devizes transfer upgrade | Internal potable transfer | Distribution Options | WXWWSX | Feasible | N |  | 18.28 | N | N | N | N | N | N | N/A | WXWWSX | WXWWSX | 3 | 9 | NA |  |  |  | 0 | 0 | 3286.629 | 295.65 | 130.086 |  | 22.0503 |  | -5.6 | -1 | NA | -2 | NA | -1 | NA | -2 | NA | -1 | NA | NA | NA | Minor | - | Low | Negligible | 5 | 12 | N | N | N | N
51cF | 18.1 | West Somerset Reservoirs transfer upgrade | Internal potable transfer | Distribution Options | WXWWSX | Feasible | N |  | N/A | N | N | N | N | Y | Y | N/A | WXWWSX | WXWWSX | 3 | 6 | NA |  |  |  | 0 | 0 | 39.317 | 1234.065 | 542.9886 |  | 190.0101 |  | -6.6 | -1 | NA | -1 | NA | -1 | NA | -1 | NA | -3 | NA | NA | NA | None | - | Low | Uncertain | 18 | 11 | N | N | N | N
51cU | 18.11 | South Bath Source transfer upgrade I | Internal potable transfer | Distribution Options | WXWWSX | Unconstrained | N | [8 empty] | Uncertainty - yield | WXWWSX | WXWWSX | 1
51cU | 18.12 | South Bath to Trowbridge transfer upgrade | Internal potable transfer | Distribution Options | WXWWSX | Unconstrained | N | [8 empty] | Option combined upon review | WXWWSX | WXWWSX | 4
51cU | 18.13 | Bristol Import to North Bath transfer upgrade | Internal potable transfer | Distribution Options | WXWWSX | Unconstrained | N | [8 empty] | Uncertainty - yield | WXWWSX | WXWWSX | 1.5
51cU | 18.14 | Malmesbury to Chippenham transfer reversal | Internal potable transfer | Distribution Options | WXWWSX | Unconstrained | N | [8 empty] | Uncertainty - dependencies | WXWWSX | WXWWSX | 4
51cU | 18.15 | Amesbury to Upavon transfer upgrade | Internal potable transfer | Distribution Options | WXWWSX | Unconstrained | N | [8 empty] | Option combined upon review | WXWWSX | WXWWSX | 1.5
51cU | 18.16 | North Weymouth network automation | Internal potable transfer | Distribution Options | WXWWSX | Unconstrained | N | [8 empty] | Option combined upon review | WXWWSX | WXWWSX | 2.5
51cU | 18.17 | Wylye valley source transfer upgrade I | Internal potable transfer | Distribution Options | WXWWSX | Unconstrained | N | [8 empty] | Uncertainty - peak benefit | WXWWSX | WXWWSX | 3
51cU | 18.18 | Yeovil transfer upgrade | Internal potable transfer | Distribution Options | WXWWSX | Unconstrained | N | [8 empty] | Option combined upon review | WXWWSX | WXWWSX | 3
51cU | 18.19 | Wood Hill SR to Burton Road WTC reversal | Internal potable transfer | Distribution Options | WXWWSX | Unconstrained | N | [8 empty] | Option combined upon review | WXWWSX | WXWWSX | 6
51cU | 18.2 | East West Main reversal | Internal potable transfer | Distribution Options | WXWWSX | Unconstrained | N | [8 empty] | Option combined upon review | WXWWSX | WXWWSX | 6
51cU | 18.21 | Pewsey network upgrade | Internal potable transfer | Distribution Options | WXWWSX | Unconstrained | N | [8 empty] | Option combined upon review | WXWWSX | WXWWSX | 1
51cU | 18.22 | Holton Heath transfer upgrade | Internal potable transfer | Distribution Options | WXWWSX | Unconstrained | N | [8 empty] | Uncertainty - dependencies | WXWWSX | WXWWSX | 2
51cU | 18.23 | South Bath Source transfer upgrade II | Internal potable transfer | Distribution Options | WXWWSX | Unconstrained | N | [8 empty] | Uncertainty - yield | WXWWSX | WXWWSX | 1
51cU | 18.24 | Nadder Valley Source transfer upgrade | Internal potable transfer | Distribution Options | WXWWSX | Unconstrained | N | [8 empty] | Uncertainty - yield | WXWWSX | WXWWSX | 0.2
51cU | 18.25 | Somerset Spine Main to Grid | Internal potable transfer | Distribution Options | WXWWSX | Unconstrained | N | [8 empty] | Option combined upon review | WXWWSX | WXWWSX | 6
51cF | 18.26 | Bristol import increase towards Trowbridge | External potable bulk supply/transfer | Distribution Options | WXWWSX | Feasible | Y |  | N/A | N | N | N | N | N | N | N/A | WXWWSX | WXWWSX | 4 | 9 | NA |  |  |  | 1.76 | 7 | 3257.405 | 109.5 | 48.18 |  | 54.2933 |  | -7 | -3 | NA | -1 | NA | -1 | NA | -2 | NA | -1 | NA | NA | NA | Minor | - | Low | Uncertain | 6 | 12 | N | N | N | N
51cF | 18.27 | Pewsey Resilience | Internal potable transfer | Distribution Options | WXWWSX | Feasible | N |  | N/A | N | N | N | N | N | N | N/A | BWXBRS | WXWWSX | 1 | 6 | NA |  |  |  | 0.44 | 1.15 | 331.645 | 603.345 | 265.4718 |  | 121.5608 |  | -3 | -1 | NA | -1 | NA | -1 | NA | -1 | NA | -1 | NA | NA | NA | None | - | Low | Negligible | 16 | 12 | N | N | N | N
51cF | 18.28 | North Bath Resilience | Internal potable transfer | Distribution Options | WXWWSX | Feasible | Y |  | N/A | N | Y | N | N | N | Y | N/A | WXWWSX | WXWWSX | 2.5 | 6 | NA |  |  |  | 1 | 3 | 31.448 | 170.6375 | 68.255 |  | 133.5531 |  | -17.6 | -3 | NA | -3 | NA | -2 | NA | -1 | NA | -3 | NA | NA | NA | None | - | Negligible | Low | 6 | 10 | N | N | N | N
51cF | 18.29 | Bristol import increase at Bath | External potable bulk supply/transfer | Distribution Options | WXWWSX | Feasible | Y |  | N/A | N | N | N | N | N | N | N/A | WXWWSX | WXWWSX | 4 | 9 | NA |  |  |  | 1.76 | 7 | 3257.405 | 109.5 | 48.18 |  | 54.2933 |  | -4 | -1 | NA | -1 | NA | -1 | NA | -1 | NA | -1 | NA | NA | NA | Minor | - | Low | Uncertain | 4 | 12 | N | N | N | N
51aU | 19.01 | Bridgwater (Wessex) to Burnham (Bristol) | External raw water bulk supply/transfer | Resource Options | WXWWSX | Unconstrained | Y | [8 empty] | Uncertainty - yield | WXWWSX | WXWWSX | 5
51aU | 19.02 | West Country Southern Water Transfer - SWW Reservoir | External raw water bulk supply/transfer | Resource Options | WXWWSX | Unconstrained | Y | [8 empty] | Environmental impact - emissions | WXWWSX | WXWWSX | 20
51aF | 19.03 | SWW Reservoir Pump Storage - Tiverton to Taunton Transfer | External raw water bulk supply/transfer | Resource Options | WXWWSX | Feasible | N |  | N/A | N | N | N | N | N | N | N/A | WXWWSX | WXWWSX | 7 | 15 | NA |  |  |  | 3.08 | 10 | 78299.726 | 13061.16 | 5746.9104 |  | 461.0989 |  | -10.8 | -3 | NA | -2 | NA | -1 | NA | -3 | NA | -1 | NA | NA | NA | High | Not Compliant - Risk | Low | Uncertain | 2 | 5 | N | N | N | N
51aU | 19.04 | SWW Reservoir Pump Storage - Increase in Wessex water take from Shared Reservoir | External raw water bulk supply/transfer | Resource Options | WXWWSX | Unconstrained | Y | [8 empty] | Uncertainty - cost | WXWWSX | WXWWSX | 20
51aU | 19.05 | Pumped storage: Bristol Avon | External raw water bulk supply/transfer | Resource Options | WXWWSX | Unconstrained | Y | [8 empty] | Option combined upon review | WXWWSX | WXWWSX | 30
51aF | 19.06 | Severn-Thames Transfer: WCWRG only at 15Ml/d | External raw water bulk supply/transfer | Resource Options | WXWWSX | Feasible | Y |  | N/A | N | N | N | N | N | N | N/A | WXWWSX | WXWWSX | 7.5 | 15 | NA |  |  |  | 3.3 | 15 | 34427.432 | 3939.2625 | 1733.2755 |  | 168.6125 |  | -10.8 | -3 | NA | -2 | NA | -1 | NA | -3 | NA | -1 | NA | NA | NA | Minor | - | Low | Uncertain | 2 | 12 | N | N | N | N
51aF | 19.07 | Severn-Thames Transfer: WCWRG only at 30Ml/d | External raw water bulk supply/transfer | Resource Options | WXWWSX | Feasible | Y |  | N/A | N | N | N | N | N | N | N/A | WXWWSX | WXWWSX | 15 | 15 | NA |  |  |  | 6.6 | 30 | 54967.314 | 6942.3 | 3054.612 |  | 129.9119 |  | -10.8 | -3 | NA | -2 | NA | -1 | NA | -3 | NA | -1 | NA | NA | NA | Minor | - | Low | Uncertain | 2 | 12 | N | N | N | N
51aU | 19.08 | Severn-Thames Transfer: WCWRG only at 45Ml/d | External raw water bulk supply/transfer | Resource Options | WXWWSX | Unconstrained | Y | [8 empty] | Uncertainty - cost | WXWWSX | WXWWSX | 45
51aU | 19.09 | Severn-Thames Transfer: WCWRG only at 75Ml/d | External raw water bulk supply/transfer | Resource Options | WXWWSX | Unconstrained | Y | [8 empty] | Uncertainty - cost | WXWWSX | WXWWSX | 75
51aF | 19.1 | Severn-Thames Transfer: multiple receivers at 15Ml/d | External raw water bulk supply/transfer | Resource Options | WXWWSX | Feasible | Y |  | N/A | N | N | N | N | N | N | N/A | WXWWSX | WXWWSX | 7.5 | 15 | NA |  |  |  | 3.3 | 15 | 34427.432 | 3939.2625 | 1733.2755 |  | 175.4607 |  | -10.8 | -3 | NA | -2 | NA | -1 | NA | -3 | NA | -1 | NA | NA | NA | Minor | - | Low | Uncertain | 2 | 12 | N | N | N | N
51aF | 19.11 | Severn-Thames Transfer: multiple receivers at 30Ml/d | External raw water bulk supply/transfer | Resource Options | WXWWSX | Feasible | Y |  | N/A | N | N | N | N | N | N | N/A | WXWWSX | WXWWSX | 15 | 15 | NA |  |  |  | 6.6 | 30 | 54967.314 | 6942.3 | 3054.612 |  | 137.1314 |  | -10.8 | -3 | NA | -2 | NA | -1 | NA | -3 | NA | -1 | NA | NA | NA | Minor | - | Low | Uncertain | 2 | 12 | N | N | N | N
51aU | 19.12 | Severn-Thames Transfer: multiple receivers at 45Ml/d | External raw water bulk supply/transfer | Resource Options | WXWWSX | Unconstrained | Y | [8 empty] | Uncertainty - cost | WXWWSX | WXWWSX | 45
51aU | 19.13 | Severn-Thames Transfer: multiple receivers at 75Ml/d | External raw water bulk supply/transfer | Resource Options | WXWWSX | Unconstrained | Y | [8 empty] | Uncertainty - cost | WXWWSX | WXWWSX | 75
51cU | 20.01 | Transfer from SWW-Bournemouth to WW | External potable bulk supply/transfer | Distribution Options | WXWWSX | Unconstrained | Y | [8 empty] | Option combined upon review | WXWWSX | WXWWSX | 5
51cU | 20.02 | Tankering of water | External potable bulk supply/transfer | Distribution Options | WXWWSX | Unconstrained | N | [8 empty] | Constraints - feasibility | WXWWSX | WXWWSX | 20
51cU | 21.01 | Calne Sources new transfer I | Internal potable transfer | Distribution Options | WXWWSX | Unconstrained | N | [8 empty] | Option combined upon review | WXWWSX | WXWWSX | 0.5
51cU | 21.02 | Calne Sources new transfer II | Internal potable transfer | Distribution Options | WXWWSX | Unconstrained | N | [8 empty] | Uncertainty - dependencies | WXWWSX | WXWWSX | 1
51cU | 21.03 | Western Arm Sources new transfer | Internal potable transfer | Distribution Options | WXWWSX | Unconstrained | N | [8 empty] | Option combined upon review | WXWWSX | WXWWSX | 1
51cU | 21.04 | Sturminster Newton network extension | Internal potable transfer | Distribution Options | WXWWSX | Unconstrained | N | [8 empty] | Uncertainty - yield | WXWWSX | WXWWSX | 0.5
51cU | 21.05 | Wylye valley source transfer upgrade II | Internal potable transfer | Distribution Options | WXWWSX | Unconstrained | N | [8 empty] | Uncertainty - yield | WXWWSX | WXWWSX | 0.3
51cF | 21.06 | Yeovil to Dorchester area new transfer | Internal potable transfer | Distribution Options | WXWWSX | Feasible | N |  | N/A | N | N | N | N | N | N | N/A | WXWWSX | WXWWSX | 4 | 9 | NA |  |  |  | 1.76 | 14 | 16656.814 | 4509.94 | 1984.3736 |  | 120.3952 |  | -10.8 | -3 | NA | -2 | NA | -1 | NA | -3 | NA | -1 | NA | NA | NA | Minor | - | Uncertain | Uncertain | 5 | 8 | N | N | N | N
51cU | 21.07 | North West Somerset Non-Household transfer | Internal potable transfer | Distribution Options | WXWWSX | Unconstrained | N | [8 empty] | Uncertainty - yield | WXWWSX | WXWWSX | 4.5
51cU | 21.08 | Sherborne network upgrades and new connections | Internal potable transfer | Distribution Options | WXWWSX | Unconstrained | N | [8 empty] | Uncertainty - yield | WXWWSX | WXWWSX | 1.5
51cU | 21.09 | Somerset Spine main to Purbeck | Internal potable transfer | Distribution Options | WXWWSX | Unconstrained | N | [8 empty] | Option combined upon review | WXWWSX | WXWWSX | 6
51cF | 21.1 | Bristol import increase towards Chippenham | External potable bulk supply/transfer | Distribution Options | WXWWSX | Feasible | Y |  | N/A | N | N | N | N | N | N | N/A | WXWWSX | WXWWSX | 3 | 9 | NA |  |  |  | 1.32 | 6 | 3785.936 | 3.285 | 1.4454 |  | 70.2081 |  | -9.8 | -3 | NA | -2 | NA | -2 | NA | -2 | NA | -1 | NA | NA | NA | Minor | - | Low | Uncertain | 2 | 12 | N | N | N | N
51cF | 21.11 | Devizes resilience: Calne to Devizes new transfer | Internal potable transfer | Distribution Options | WXWWSX | Feasible | N |  | 18.28 | N | N | N | N | N | N | N/A | WXWWSX | WXWWSX | 0.5 | 9 | NA |  |  |  | 0.22 | 0.5 | 380.439 | 32.85 | 14.454 |  | 17.1107 |  | -4.2 | -1 | NA | -1 | NA | -1 | NA | -2 | NA | -1 | NA | NA | NA | None | - | Negligible | Low | 7 | 10 | N | N | N | N
51cF | 21.12 | Pewsey resilience | Internal potable transfer | Distribution Options | WXWWSX | Feasible | N |  | 18.26 | N | N | N | N | Y | N | N/A | WXWWSX | WXWWSX | 1 | 9 | NA |  |  |  | 0.44 | 3 | 1037.587 | 882.935 | 388.4914 |  | 206.1829 |  | -4.2 | -1 | NA | -1 | NA | -1 | NA | -2 | NA | -1 | NA | NA | NA | None | - | Low | Uncertain | 16 | 12 | N | N | N | N
51cF | 21.13 | Salisbury to Amesbury to Tidworth Transfer | Internal potable transfer | Distribution Options | WXWWSX | Feasible | N |  | N/A | N | N | N | N | Y | Y | N/A | WXWWSX | WXWWSX | 10 | 9 | NA |  |  |  | 0 | 0 | 6011.316 | 941.7 | 414.348 |  | 18.922 |  | -4.2 | -1 | NA | -1 | NA | -1 | NA | -2 | NA | -1 | NA | NA | NA | Minor | - | Low | Uncertain | 8 | 8 | N | N | N | N
51cF | 21.14 | Amesbury to Tidworth transfer | Internal potable transfer | Distribution Options | WXWWSX | Feasible | N |  | N/A | N | N | N | N | N | N | N/A | WXWWSX | WXWWSX | 6 | 9 | NA |  |  |  | 0 | 0 | 2331.744 | 4016.46 | 1767.2424 |  | 50.0265 |  | -4.2 | -1 | NA | -1 | NA | -1 | NA | -2 | NA | -1 | NA | NA | NA | Minor | - | Low | Uncertain | 10 | 8 | N | N | N | N
51bU | 22.01 | West Dorset Source new connections | Water treatment works capacity increase | Production Options | WXWWSX | Unconstrained | N | [8 empty] | Uncertainty - yield | N/A | N/A | 0.2
51bU | 22.02 | Yeovil Reservoir to Grid | Water treatment works capacity increase | Production Options | WXWWSX | Unconstrained | N | [8 empty] | Option combined upon review | N/A | N/A | 2.5
51bU | 22.03 | Yeovil transfer to Purbeck | Water treatment works capacity increase | Production Options | WXWWSX | Unconstrained | N | [8 empty] | Uncertainty - dependencies | N/A | N/A | 0
51bP | 22.04 | Weymouth Source Improvements | Water treatment works capacity increase | Production Options | WXWWSX | Preferred | N |  | N/A | Y | N | Y | Y | N | N | N/A | N/A | N/A | 2.5 | 9 | 2063-64 |  |  |  | 1.1 | 1.63 | 358.55 | 137.7875 | 60.6265 |  | 118.3515 |  | -6.6 | -1 | NA | -1 | NA | -1 | NA | -1 | NA | -3 | NA | NA | NA | None | - | Negligible | Negligible | 19 | 12 | Y | Y | Y | Y
51bF | 23.01 | Yeovil Reservoir peak capacity | Water treatment works capacity increase | Production Options | WXWWSX | Feasible | N |  | N/A | N | N | N | N | N | N | N/A | N/A | N/A | 0 | 8 | NA |  |  |  | 0 | 4 | 151.045 | 0 | 0 |  | 0 |  | -8.8 | -2 | NA | -1 | NA | -1 | NA | -1 | NA | -3 | NA | NA | NA | None | - | Negligible | Negligible | 15 | 12 | N | N | N | Y
51dU | 24.01 | Rainwater harvesting | Rainwater harvesting | Customer Options | WXWWSX | Unconstrained | N | [8 empty] | Uncertainty - water quality | N/A | N/A | 15
51dU | 24.02 | Rain cloud seeding | Rainwater harvesting | Customer Options | WXWWSX | Unconstrained | N | [8 empty] | Uncertainty - promotability | N/A | N/A | 25
51aU | 24.03 | Iceberg imports | New surface water | Resource Options | WXWWSX | Unconstrained | N | [8 empty] | Environmental impact - emissions | N/A | N/A | 50
51aF | 25.01 | Mendips to Stour | New reservoir | Resource Options | WXWWSX | Feasible | N |  | 32.11 | N | N | N | N | N | N | N/A | N/A | N/A | 12 | 17 | NA |  |  |  | 5.28 | 35 | 31387.841 | 824.8993 | 362.9557 |  | 946.2725 |  | -9 | -3 | NA | -1 | NA | -1 | NA | -3 | NA | -1 | NA | NA | NA | High | Not Compliant - Quantifiable | High | High | 9 | 2 | N | N | N | N
51aU | 25.02 | Trowbridge reinforcements and new transfers - source from reservoir | New reservoir | Resource Options | WXWWSX | Unconstrained | N | [8 empty] | Uncertainty - dependencies | N/A | N/A | 22.8
51aF | 25.03 | Grid reinforcements - Wylye valley | New reservoir | Resource Options | WXWWSX | Feasible | N |  | 18.02, 19.06, 19.07, 19.10, 19.11, 32.11, 32.01, 55.01, 53.01 | N | N | N | N | N | Y | N/A | N/A | N/A | 1 | 9 | NA |  |  |  | 1.76 | 4 | 8187.735 | 1005.21 | 442.2924 |  | 81.887 |  | -5.6 | -2 | NA | -1 | NA | -1 | NA | -2 | NA | -1 | NA | NA | NA | Minor | - | High | High | 2 | 6 | N | N | N | N
51aF | 25.04 | South Grid Resilience | New reservoir | Resource Options | WXWWSX | Feasible | N |  | 25.05 | N | N | N | N | N | N | N/A | N/A | N/A | 4 | 9 | NA |  |  |  | 1.76 | 14 | 23616.349 | 2468.86 | 1086.2984 |  | 180.2173 |  | -12.6 | -3 | NA | -2 | NA | -2 | NA | -3 | NA | -1 | NA | NA | NA | Minor | - | High | Uncertain | 2 | 7 | N | N | N | N
51aF | 25.05 | North Grid to South Grid reinforcements | New reservoir | Resource Options | WXWWSX | Feasible | N |  | 18.02, 19.06, 19.07, 19.10, 19.11, 32.11, 32.01, 53.01, 55.01 | N | N | N | N | N | N | N/A | N/A | N/A | 2.75 | 9 | NA |  |  |  | 1.21 | 10 | 16607.308 | 3490.0388 | 1535.6171 |  | 246.2713 |  | -10.8 | -3 | NA | -2 | NA | -1 | NA | -3 | NA | -1 | NA | NA | NA | Minor | - | High | High | 2 | 6 | N | N | N | N
51aU | 26.01 | Blashford Lakes: release into River at Ringwood | Catchment management | Resource Options | WXWWSX | Unconstrained | N | [8 empty] | Environmental impact - water body | N/A | N/A | 12
51aU | 26.02 | Blashford Lakes: release into the River at Salisbury | Catchment management | Resource Options | WXWWSX | Unconstrained | N | [8 empty] | Environmental impact - water body | N/A | N/A | 12
51aU | 26.03 | Blashford Lakes: potable supply into Wessex network | Catchment management | Resource Options | WXWWSX | Unconstrained | N | [8 empty] | Environmental impact - water body | N/A | N/A | 12
51aU | 26.04 | Direct River Abstraction - Bristol Avon (South Bath) | Catchment management | Resource Options | WXWWSX | Unconstrained | Y | [8 empty] | Uncertainty - water quality | N/A | N/A | 7
51aU | 26.05 | Direct River Abstraction - Bristol Avon (West Bath) | Catchment management | Resource Options | WXWWSX | Unconstrained | Y | [8 empty] | Uncertainty - water quality | N/A | N/A | 30
51aU | 26.06 | Reinstatement of mothballed sources - Shaftesbury | Catchment management | Resource Options | WXWWSX | Unconstrained | N | [8 empty] | Environmental impact - water body | N/A | N/A | 1.3
51aU | 26.07 | Reinstatement of mothballed sources - Minehead | Catchment management | Resource Options | WXWWSX | Unconstrained | N | [8 empty] | Environmental impact - water body | N/A | N/A | 0.6
51aU | 26.08 | Reinstatement of mothballed sources - East Calne | Catchment management | Resource Options | WXWWSX | Unconstrained | N | [8 empty] | Environmental impact - water body | N/A | N/A | 2
51aU | 26.09 | Reinstatement of mothballed sources - North West Dorset | Catchment management | Resource Options | WXWWSX | Unconstrained | N | [8 empty] | Environmental impact - water body | N/A | N/A | 0.4
51aU | 26.1 | Reinstatement of mothballed sources - East Chard | Catchment management | Resource Options | WXWWSX | Unconstrained | N | [8 empty] | Uncertainty - yield | N/A | N/A | 0.06
51aU | 26.11 | Reinstatement of mothballed sources - Salisbury | Catchment management | Resource Options | WXWWSX | Unconstrained | N | [8 empty] | Option combined upon review | N/A | N/A | 3
51aU | 26.12 | Reinstatement of mothballed sources - East Shaftesbury | Catchment management | Resource Options | WXWWSX | Unconstrained | N | [8 empty] | Environmental impact - water body | N/A | N/A | 0.55
51aU | 26.13 | Reinstatement of mothballed sources - South Andover | Groundwater enhancement | Resource Options | WXWWSX | Unconstrained | N | [8 empty] | Environmental impact - water body | N/A | N/A | 2.7
51aU | 26.14 | Reinstatement of mothballed sources - North Dorset | Groundwater enhancement | Resource Options | WXWWSX | Unconstrained | N | [8 empty] | Environmental impact - water body | N/A | N/A | 1.1
51aU | 26.15 | Reinstatement of mothballed sources - East Castle Cary | Catchment management | Resource Options | WXWWSX | Unconstrained | N | [8 empty] | Environmental impact - water body | N/A | N/A | 0.5
51aU | 26.16 | Reinstatement of mothballed sources - Westbury | Catchment management | Resource Options | WXWWSX | Unconstrained | N | [8 empty] | Environmental impact - water body | N/A | N/A | 1.2
51aF | 26.17 | Reinstatement of mothballed sources -Winterbourne Abbas | Groundwater enhancement | Resource Options | WXWWSX | Feasible | N |  | N/A | N | N | N | N | N | N | N/A | N/A | N/A | 2.55 | 10 | NA |  |  |  | 1.122 | 4.5 | 2940.088 | 1035.9247 | 455.8069 |  | 364.6723 |  | -8.4 | -2 | NA | -2 | NA | -2 | NA | -2 | NA | -1 | NA | NA | NA | Medium | Compliant | Low | Low | 8 | 9 | N | N | N | N
51aU | 26.18 | Reinstatement of mothballed sources - Ringwood | Catchment management | Resource Options | WXWWSX | Unconstrained | N | [8 empty] | Environmental impact - water body | N/A | N/A | 10
51aU | 26.19 | Reinstatement of mothballed sources - East Salisbury | Catchment management | Resource Options | WXWWSX | Unconstrained | N | [8 empty] | Option combined upon review | N/A | N/A | 0.7
51aU | 26.2 | Salisbury licence relocations | Groundwater enhancement | Resource Options | WXWWSX | Unconstrained | N | [8 empty] | Uncertainty - yield | N/A | N/A | 1.66
51aU | 27.01 | Exmoor Reservoir licence variation: Increase summer licenced volume | Groundwater enhancement | Resource Options | WXWWSX | Unconstrained | Y | [8 empty] | Alternative options with lower impact | N/A | N/A | 5
51aU | 27.02 | Exmoor Reservoir licence variation: Increase summer daily maximum | Groundwater enhancement | Resource Options | WXWWSX | Unconstrained | Y | [8 empty] | Alternative options with lower impact | N/A | N/A | 7
51aU | 27.03 | Exmoor reservoir licence variation: Increase winter licenced volume | Groundwater enhancement | Resource Options | WXWWSX | Unconstrained | Y | [8 empty] | Alternative options with lower impact | N/A | N/A | 5
51aF | 27.04 | Under-utilised licence - Wimborne Minster | Groundwater enhancement | Resource Options | WXWWSX | Feasible | N |  | N/A | N | N | N | N | N | N | N/A | N/A | N/A | 0 | 9 | NA |  |  |  | 0 | 5 | 215.472 | 0 | 0 |  | 0 |  | -6.6 | -1 | NA | -1 | NA | -1 | NA | -1 | NA | -3 | NA | NA | NA | Medium | Compliant | Negligible | Low | 19 | 8 | N | N | N | N
51aU | 27.05 | AIM: break performance commitments | Groundwater enhancement | Resource Options | WXWWSX | Unconstrained | N | [8 empty] | Option combined upon review | N/A | N/A | 1.8
51aU | 28.01 | Optimisation of River Tone Catchment | Catchment management | Resource Options | WXWWSX | Unconstrained | N | [8 empty] | Environmental impact - water body | N/A | N/A | 5.7
51aU | 29.01 | Optimisation of River Tone Catchment - Canal | Catchment management | Resource Options | WXWWSX | Unconstrained | N | [8 empty] | Uncertainty - promotability | N/A | N/A | 3
51bU | 30.01 | Pump Storage Exmoor reservoir from Tone catchment | New/Enhanced pumping station | Production Options | WXWWSX | Unconstrained | Y | [8 empty] | Uncertainty - INNS | N/A | N/A | 5
51bF | 30.02 | Pump Storage - Quantock Reservoir | New/Enhanced pumping station | Production Options | WXWWSX | Feasible | N |  | 18.1 | N | N | N | N | Y | Y | N/A | N/A | N/A | 2 | 11 | NA |  |  |  | 0.88 | 0 | 513.42 | 164.25 | 72.27 |  | 24.541 |  | -4.2 | -1 | NA | -1 | NA | -1 | NA | -2 | NA | -1 | NA | NA | NA | High | Compliant | Low | Low | 10 | 8 | N | N | N | N
51bU | 30.03 | Pump Storage - Bridgwater Reservoir | New/Enhanced pumping station | Production Options | WXWWSX | Unconstrained | N | [8 empty] | Alternative options with lower impact | N/A | N/A | 3
51aU | 31.01 | Raise Dams - Blackdown Reservoir | Reservoir enlargement | Resource Options | WXWWSX | Unconstrained | N | [8 empty] | Uncertainty - yield | N/A | N/A | 1.35
51aF | 31.02 | Raising Dams - Yeovil Reservoir | Reservoir enlargement | Resource Options | WXWWSX | Feasible | N |  | N/A | N | N | N | N | N | N | N/A | N/A | N/A | 5.4 | 22 | NA |  |  |  | 2.376 | 0 | 858.589 | 61.101 | 26.8844 |  | 34.7753 |  | -13 | -3 | NA | -1 | NA | -1 | NA | -2 | NA | -3 | NA | NA | NA | High | Compliant | Low | Negligible | 10 | 10 | N | N | N | N
51aU | 31.03 | Raise Dams - Quantock Reservoir | Reservoir enlargement | Resource Options | WXWWSX | Unconstrained | N | [8 empty] | Environmental impact - land | N/A | N/A | 3
51aU | 31.04 | Raise Dams - Bridgwater Reservoir | Reservoir enlargement | Resource Options | WXWWSX | Unconstrained | N | [8 empty] | Environmental impact - emissions | N/A | N/A | 6
51aU | 31.05 | Raise Dams - Tone Reservoir | Reservoir enlargement | Resource Options | WXWWSX | Unconstrained | N | [8 empty] | Environmental impact - land | N/A | N/A | 6
51aU | 31.06 | Raise Dams - Exmoor Reservoir | Reservoir enlargement | Resource Options | WXWWSX | Unconstrained | N | [8 empty] | Environmental impact - land | N/A | N/A | 6
51aU | 31.07 | Raise Dams - Exmoor Reservoir II | Reservoir enlargement | Resource Options | WXWWSX | Unconstrained | N | [8 empty] | Environmental impact - land | N/A | N/A | 1.1
51aU | 31.08 | Raise Dams - Bristol Water | Reservoir enlargement | Resource Options | WXWWSX | Unconstrained | N | [8 empty] | Environmental impact - land | N/A | N/A | 30
51aU | 32.01 | Bristol New Reservoir | New reservoir | Resource Options | WXWWSX | Unconstrained | N | [8 empty] | Constraints - feasibility | N/A | N/A | 12
51aU | 32.02 | New Reservoirs: Avalon Lakes (Somerset Levels) | New reservoir | Resource Options | WXWWSX | Unconstrained | N | [8 empty] | Environmental impact - land | N/A | N/A | 15
51aF | 32.03 | New Reservoir - Yeovil | New reservoir | Resource Options | WXWWSX | Feasible | N |  | N/A | N | N | N | N | N | N | N/A | N/A | N/A | 11 | 24 | NA |  |  |  | 4.84 | 22 | 60411.057 | 8897.24 | 3914.7856 |  | 251.3002 |  | -12 | -2 | NA | -1 | NA | -1 | NA | -3 | NA | -3 | NA | NA | NA | High | Not Compliant - Quantifiable | Uncertain | Low | 7 | 6 | N | N | N | N
51aU | 32.04 | New Reservoir: Bath | New reservoir | Resource Options | WXWWSX | Unconstrained | N | [8 empty] | Uncertainty - yield | N/A | N/A | 30
51aU | 32.05 | New Reservoir: Vobster Quarry (Mendips) | New reservoir | Resource Options | WXWWSX | Unconstrained | N | [8 empty] | Uncertainty - promotability | N/A | N/A | 20
51aU | 32.06 | Impoundment of Coastal Waters – Parrett Barrage | New reservoir | Resource Options | WXWWSX | Unconstrained | N | [8 empty] | Uncertainty - water quality | N/A | N/A | 6
51aU | 32.07 | New Reservoir: Langport | New reservoir | Resource Options | WXWWSX | Unconstrained | N | [8 empty] | Environmental impact - land | N/A | N/A | 20
51aU | 32.08 | New Reservoir: Horner Hill (Exmoor) | New reservoir | Resource Options | WXWWSX | Unconstrained | N | [8 empty] | Environmental impact - land | N/A | N/A | 30
51aU | 32.09 | New Reservoir: Pitt Bridge (Exmoor) | New reservoir | Resource Options | WXWWSX | Unconstrained | N | [8 empty] | Environmental impact - land | N/A | N/A | 25
51aU | 32.1 | New Reservoir: Druids Combe (Exmoor) | New reservoir | Resource Options | WXWWSX | Unconstrained | N | [8 empty] | Environmental impact - land | N/A | N/A | 25
51aU | 32.11 | New Reservoir - Mendip | New reservoir | Resource Options | WXWWSX | Unconstrained | N | [8 empty] | Option combined upon review | N/A | N/A | 22.8
51aU | 32.12 | New Reservoir: Tadnoll (Frome Catchment Poole Harbour) | New reservoir | Resource Options | WXWWSX | Unconstrained | N | [8 empty] | Environmental impact - land | N/A | N/A | 17.5946
51aF | 32.13 | New Reservoir - Dorset Frome | New reservoir | Resource Options | WXWWSX | Feasible | N |  | N/A | N | N | N | N | N | N | N/A | N/A | N/A | 13 | 24 | NA |  |  |  | 5.72 | 19.4 | 16009.946 | 4925.31 | 2167.1364 |  | 110.1662 |  | -13 | -2 | NA | -2 | NA | -1 | NA | -2 | NA | -3 | NA | NA | NA | High | Not Compliant - Quantifiable | High | High | 6 | 0 | N | N | N | N
51aU | 32.14 | New Reservoir: Holwell (Dorset Stour) | New reservoir | Resource Options | WXWWSX | Unconstrained | N | [8 empty] | Constraints - feasibility | N/A | N/A | 29.3907
51aU | 32.15 | New Reservoir: Fontmell (Dorset Stour) | New reservoir | Resource Options | WXWWSX | Unconstrained | N | [8 empty] | Constraints - feasibility | N/A | N/A | 16.3146
51aU | 32.16 | New Reservoir: Chivrick's (Dorset Stour) | New reservoir | Resource Options | WXWWSX | Unconstrained | N | [8 empty] | Constraints - feasibility | N/A | N/A | 19.1823
51aU | 32.17 | New Reservoir: Bibbern (Dorset Stour) | New reservoir | Resource Options | WXWWSX | Unconstrained | N | [8 empty] | Alternative options with lower impact | N/A | N/A | 5.0866
51aU | 32.18 | New Reservoir: Gibbs Marsh (Dorset Stour) | New reservoir | Resource Options | WXWWSX | Unconstrained | N | [8 empty] | Alternative options with lower impact | N/A | N/A | 15.4863
51aU | 32.19 | New Reservoir: Thorny (Parrett) | New reservoir | Resource Options | WXWWSX | Unconstrained | N | [8 empty] | Alternative options with lower impact | N/A | N/A | 17.744
51aU | 32.2 | New Reservoir: Oakley (Parrett) | New reservoir | Resource Options | WXWWSX | Unconstrained | N | [8 empty] | Alternative options with lower impact | N/A | N/A | 19.1141
51aU | 32.21 | New Reservoir: Nyland (Dorset Stour) | New reservoir | Resource Options | WXWWSX | Unconstrained | N | [8 empty] | Alternative options with lower impact | N/A | N/A | 13.1091
51aU | 32.22 | New Reservoir: Hornsey (Parrett) | New reservoir | Resource Options | WXWWSX | Unconstrained | N | [8 empty] | Alternative options with lower impact | N/A | N/A | 4.4842
51aU | 32.23 | New Reservoir: Horsington (Dorset Stour) | New reservoir | Resource Options | WXWWSX | Unconstrained | N | [8 empty] | Alternative options with lower impact | N/A | N/A | 8.5691
51aF | 32.24 | New Reservoir - Parret | New reservoir | Resource Options | WXWWSX | Feasible | N |  | N/A | N | N | N | N | N | N | N/A | N/A | N/A | 9 | 24 | NA |  |  |  | 3.96 | 13.4 | 19444.527 | 5019.48 | 2208.5712 |  | 134.0702 |  | -12 | -2 | NA | -1 | NA | -1 | NA | -3 | NA | -3 | NA | NA | NA | High | Not Compliant - Quantifiable | Low | Low | 7 | 5 | N | N | N | N
51aU | 32.25 | New Reservoir: Wincanton (Dorset Stour) | New reservoir | Resource Options | WXWWSX | Unconstrained | N | [8 empty] | Alternative options with lower impact | N/A | N/A | 18.0459
51aU | 32.26 | New Reservoir: Ham (Dorset Stour) | New reservoir | Resource Options | WXWWSX | Unconstrained | N | [8 empty] | Alternative options with lower impact | N/A | N/A | 20.054
51aU | 32.27 | New Reservoir: Bow (Dorset Stour) | New reservoir | Resource Options | WXWWSX | Unconstrained | N | [8 empty] | Alternative options with lower impact | N/A | N/A | 13.8315
51aU | 32.28 | New Reservoir: Yarcombe (Parrett) | New reservoir | Resource Options | WXWWSX | Unconstrained | N | [8 empty] | Alternative options with lower impact | N/A | N/A | 25.9744
51aU | 32.29 | New Reservoir: Back (Parrett) | New reservoir | Resource Options | WXWWSX | Unconstrained | N | [8 empty] | Alternative options with lower impact | N/A | N/A | 18.4332
51aU | 32.3 | New Reservoir: Hornblotton (Brue Axe) | New reservoir | Resource Options | WXWWSX | Unconstrained | N | [8 empty] | Alternative options with lower impact | N/A | N/A | 16.657
51aU | 32.31 | New Reservoir: Rowbury (Bristol Avon) | New reservoir | Resource Options | WXWWSX | Unconstrained | N | [8 empty] | Alternative options with lower impact | N/A | N/A | 4.7563
51aU | 32.32 | New Reservoir: Semington (Bristol Avon) | New reservoir | Resource Options | WXWWSX | Unconstrained | N | [8 empty] | Alternative options with lower impact | N/A | N/A | 8.4455
51aU | 32.33 | New Reservoir: By the Mill (Bristol Avon) | New reservoir | Resource Options | WXWWSX | Unconstrained | N | [8 empty] | Alternative options with lower impact | N/A | N/A | 4.6611
51aU | 32.34 | New Reservoir: Silverlands (Bristol Avon) | New reservoir | Resource Options | WXWWSX | Unconstrained | N | [8 empty] | Alternative options with lower impact | N/A | N/A | 4.6004
51aU | 32.35 | New Reservoir: Cocklemore (Bristol Avon) | New reservoir | Resource Options | WXWWSX | Unconstrained | N | [8 empty] | Alternative options with lower impact | N/A | N/A | 10.074
51aF | 32.36 | New Reservoir - Bristol Avon | New reservoir | Resource Options | WXWWSX | Feasible | N |  | N/A | N | N | N | N | Y | Y | N/A | N/A | N/A | 11.5 | 24 | NA |  |  |  | 5.06 | 17.6 | 23030.633 | 6119.955 | 2692.7802 |  | 124.5236 |  | -15 | -3 | NA | -1 | NA | -1 | NA | -3 | NA | -3 | NA | NA | NA | High | Not Compliant - Quantifiable | Low | Low | 8 | 4 | N | N | N | N
51aU | 32.37 | New Reservoir: Cade Burma (Bristol Avon) | New reservoir | Resource Options | WXWWSX | Unconstrained | N | [8 empty] | Alternative options with lower impact | N/A | N/A | 13.7677
51aU | 32.38 | New Reservoir: Chissell (Bristol Avon) | New reservoir | Resource Options | WXWWSX | Unconstrained | N | [8 empty] | Alternative options with lower impact | N/A | N/A | 1.9539
51aU | 32.39 | New Reservoir: Sutton Benger (Bristol Avon) | New reservoir | Resource Options | WXWWSX | Unconstrained | N | [8 empty] | Alternative options with lower impact | N/A | N/A | 8.0653
51aU | 32.4 | New Reservoir: Dauntsey (Bristol Avon) | New reservoir | Resource Options | WXWWSX | Unconstrained | N | [8 empty] | Alternative options with lower impact | N/A | N/A | 6.474
51aU | 32.41 | New Reservoir: Gauze (Bristol Avon) | New reservoir | Resource Options | WXWWSX | Unconstrained | N | [8 empty] | Alternative options with lower impact | N/A | N/A | 23.9183
51aU | 32.42 | New Reservoir: The Cam (Dorset Stour) | New reservoir | Resource Options | WXWWSX | Unconstrained | N | [8 empty] | Alternative options with lower impact | N/A | N/A | 31.3047
51aU | 32.43 | New Reservoir: Stockhill (Dorset Stour) | New reservoir | Resource Options | WXWWSX | Unconstrained | N | [8 empty] | Alternative options with lower impact | N/A | N/A | 13.2285
51aU | 32.44 | New Reservoir: Short Wood (Dorset Stour) | New reservoir | Resource Options | WXWWSX | Unconstrained | N | [8 empty] | Alternative options with lower impact | N/A | N/A | 21.1469
51aU | 32.45 | New Reservoir: Huntstree (Bristol Avon) | New reservoir | Resource Options | WXWWSX | Unconstrained | N | [8 empty] | Alternative options with lower impact | N/A | N/A | 15.832
51aU | 32.46 | New Reservoir: Newton (Bristol Avon) | New reservoir | Resource Options | WXWWSX | Unconstrained | N | [8 empty] | Alternative options with lower impact | N/A | N/A | 26.6267
51aU | 32.47 | New Reservoir: Exe (Exe Otter Axe) | New reservoir | Resource Options | WXWWSX | Unconstrained | N | [8 empty] | Environmental impact - land | N/A | N/A | 41.3773
51aU | 32.48 | New Reservoir: Mole | New reservoir | Resource Options | WXWWSX | Unconstrained | N | [8 empty] | Alternative options with lower impact | N/A | N/A | 12.6343
51aU | 32.49 | New Reservoir: Batherm (Exe Otter Axe) | New reservoir | Resource Options | WXWWSX | Unconstrained | N | [8 empty] | Alternative options with lower impact | N/A | N/A | 21.7695
51aU | 32.5 | New Reservoir: Molland | New reservoir | Resource Options | WXWWSX | Unconstrained | N | [8 empty] | Alternative options with lower impact | N/A | N/A | 15.5519
51aU | 32.51 | New Reservoir: Huntsham | New reservoir | Resource Options | WXWWSX | Unconstrained | N | [8 empty] | Environmental impact - land | N/A | N/A | 15.1461
51aU | 32.52 | New Reservoir: Otter (Exe Otter Axe) | New reservoir | Resource Options | WXWWSX | Unconstrained | N | [8 empty] | Environmental impact - land | N/A | N/A | 4.5008
51aU | 32.53 | New Reservoir: Whitestaunton (Exe Otter Axe) | New reservoir | Resource Options | WXWWSX | Unconstrained | N | [8 empty] | Environmental impact - land | N/A | N/A | 15.4327
51aU | 32.54 | New Reservoir: Hazelbury Bryan (Dorset Stour) | New reservoir | Resource Options | WXWWSX | Unconstrained | N | [8 empty] | Alternative options with lower impact | N/A | N/A | 27.4353
51aF | 33.01 | Groundwater: Aquifer Storage Recharge - Wareham Basin | Aquifer recharge/Aquifer storage recovery | Resource Options | WXWWSX | Feasible | N |  | N/A | N | N | N | N | Y | Y | N/A | N/A | N/A | 8 | 12 | NA |  |  |  | 3.52 | 18 | 5591.984 | 3699.64 | 1627.8416 |  | 407.5753 |  | -9.8 | -3 | NA | -2 | NA | -2 | NA | -2 | NA | -1 | NA | NA | NA | Medium | Not Compliant - Quantifiable | High | High | 2 | 0 | N | N | N | N
51aU | 33.02 | Groundwater: Aquifer Storage Recharge – non Wareham | Aquifer recharge/Aquifer storage recovery | Resource Options | WXWWSX | Unconstrained | N | [8 empty] | Uncertainty - yield | N/A | N/A | 10
51aU | 34.01 | Groundwater: Off shore groundwater | New groundwater | Resource Options | WXWWSX | Unconstrained | N | [8 empty] | Constraints - feasibility | N/A | N/A | 10
51aU | 34.02 | Groundwater: Explore deep greensand | New groundwater | Resource Options | WXWWSX | Unconstrained | N | [8 empty] | Constraints - feasibility | N/A | N/A | 7
51aU | 34.03 | Groundwater: Otter groundwater (SWW area) | New groundwater | Resource Options | WXWWSX | Unconstrained | N | [8 empty] | Uncertainty - yield | N/A | N/A | 3
51aU | 34.04 | Groundwater: Yeo groundwater | New groundwater | Resource Options | WXWWSX | Unconstrained | N | [8 empty] | Uncertainty - yield | N/A | N/A | 3
51aU | 34.05 | Groundwater: East Lulworth | New groundwater | Resource Options | WXWWSX | Unconstrained | N | [8 empty] | Environmental impact - water body | N/A | N/A | 2
51aU | 34.06 | Groundwater: Longham | New groundwater | Resource Options | WXWWSX | Unconstrained | N | [8 empty] | Constraints - feasibility | N/A | N/A | 20
51aU | 34.07 | Third party - hydro ecological modelling | New groundwater | Resource Options | WXWWSX | Unconstrained | Y | [8 empty] | Uncertainty - yield | N/A | N/A | 5
51aF | 34.08 | Groundwater - Hampshire Avon I | New groundwater | Resource Options | WXWWSX | Feasible | N |  | N/A | N | N | N | N | N | N | N/A | N/A | N/A | 9 | 10 | NA |  |  |  | 3.96 | 15 | 14141.421 | 6862.365 | 3019.4406 |  | 245.7917 |  | -9.8 | -3 | NA | -2 | NA | -2 | NA | -2 | NA | -1 | NA | NA | NA | Medium | Not Compliant - Risk | Low | Uncertain | 4 | 6 | N | N | N | N
51aF | 34.09 | Groundwater - Hampshire Avon II | New groundwater | Resource Options | WXWWSX | Feasible | N |  | N/A | N | N | N | N | N | N | N/A | N/A | N/A | 6.5 | 10 | NA |  |  |  | 2.6 | 12 | 3710.172 | 3307.265 | 1322.906 |  | 352.5981 |  | -4.2 | -1 | NA | -1 | NA | -1 | NA | -2 | NA | -1 | NA | NA | NA | Medium | Not Compliant - Risk | Low | Uncertain | 12 | 6 | N | N | N | N
51aF | 34.1 | Amesbury boreholes | New groundwater | Resource Options | WXWWSX | Feasible | N |  | N/A | N | Y | Y | N | Y | N | N/A | N/A | N/A | 4 | 10 | NA |  |  |  | 1.6 | 4 | 2249.871 | 1314 | 525.6 |  | 237.8731 |  | -4.2 | -1 | NA | -1 | NA | -1 | NA | -2 | NA | -1 | NA | NA | NA | Medium | Not Compliant - Risk | Low | Uncertain | 16 | 6 | Y | N | N | N
51aF | 34.11 | West Salisbury Boreholes | New groundwater | Resource Options | WXWWSX | Feasible | N |  | N/A | N | N | N | N | N | N | N/A | N/A | N/A | 14.3 | 10 | NA |  |  |  | 6.292 | 14.4 | 4157.621 | 4634.916 | 2039.363 |  | 170.6043 |  | -7 | -1 | NA | -2 | NA | -2 | NA | -2 | NA | -1 | NA | NA | NA | Medium | Not Compliant - Risk | Low | Uncertain | 14 | 6 | N | N | N | N
51aU | 35.01 | Surface water: King Sedgemoor Drain | New surface water | Resource Options | WXWWSX | Unconstrained | N | [8 empty] | Environmental impact - water body | N/A | N/A | 2
51aU | 36.01 | Desalination: North Coast Wessex Water - Bridgwater Bay | Desalination | Resource Options | WXWWSX | Unconstrained | N | [8 empty] | Environmental impact - water body | N/A | N/A | 25
51aF | 36.02 | Desalination: North Coast Bristol Water - Avonmouth | Desalination | Resource Options | WXWWSX | Feasible | N |  | N/A | N | N | N | N | N | N | N/A | N/A | N/A | 7.5 | 21 | NA |  |  |  | 3.3 | 30 | 67843.799 | 18212.5875 | 8013.5385 |  | 634.0592 |  | -9 | -3 | NA | -1 | NA | -1 | NA | -3 | NA | -1 | NA | NA | NA | Minor | - | High | High | 4 | 6 | N | N | N | N
51aU | 36.03 | Desalination: South Coast Wessex Water - Weymouth | Desalination | Resource Options | WXWWSX | Unconstrained | N | [8 empty] | Environmental impact - water body | N/A | N/A | 30
51aU | 37.01 | Water recycling Avonmouth: IPR to Barrow Reservoir | Water reuse | Resource Options | WXWWSX | Unconstrained | N | [8 empty] | Constraints - feasibility | N/A | N/A | 143
51aU | 37.02 | Water recycling Avonmouth: IPR to Chew Valley Lake | Water reuse | Resource Options | WXWWSX | Unconstrained | N | [8 empty] | Constraints - feasibility | N/A | N/A | 143
51aU | 37.03 | Water recycling Avonmouth: IPR to Tor Quarry | Water reuse | Resource Options | WXWWSX | Unconstrained | N | [8 empty] | Constraints - feasibility | N/A | N/A | 143
51aU | 37.04 | Water recycling Avonmouth: IPR to Failand Quarry | Water reuse | Resource Options | WXWWSX | Unconstrained | N | [8 empty] | Constraints - feasibility | N/A | N/A | 143
51aF | 37.05 | Water recycling - Bridgwater Reservoir | Water reuse | Resource Options | WXWWSX | Feasible | N |  | N/A | N | N | N | N | N | N | N/A | N/A | N/A | 5 | 16 | NA |  |  |  | 2.2 | 0 | 1989.231 | 678.9 | 298.716 |  | 154.294 |  | -7 | -3 | NA | -1 | NA | -1 | NA | -2 | NA | -1 | NA | NA | NA | Medium | Compliant | Low | Uncertain | 14 | 11 | N | N | N | N
51aF | 37.06 | Water recycling - Quantock Reservoir | Water reuse | Resource Options | WXWWSX | Feasible | N |  | N/A | N | N | N | N | N | N | N/A | N/A | N/A | 3.5 | 16 | NA |  |  |  | 1.54 | 0 | 3002.79 | 1426.9675 | 627.8657 |  | 226.7888 |  | -5.6 | -2 | NA | -1 | NA | -1 | NA | -2 | NA | -1 | NA | NA | NA | High | Compliant | Low | Uncertain | 12 | 11 | N | N | N | N
51aF | 37.07 | Water recycling - North Somerset Non Household | Water reuse | Resource Options | WXWWSX | Feasible | N |  | N/A | N | N | N | N | N | N | N/A | N/A | N/A | 4 | 16 | NA |  |  |  | 1.76 | 0 | 3960.923 | 721.24 | 317.3456 |  | 167.9088 |  | -5.6 | -2 | NA | -1 | NA | -1 | NA | -2 | NA | -1 | NA | NA | NA | Medium | Compliant | Low | Uncertain | 14 | 11 | N | N | N | N
51aU | 37.08 | Water recycling Christchurch: IPR to River Avon | Water reuse | Resource Options | WXWWSX | Unconstrained | N | [8 empty] | Environmental impact - water body | N/A | N/A | 10.5
51aU | 37.09 | Water recycling Christchurch | Water reuse | Resource Options | WXWWSX | Unconstrained | N | [8 empty] | Environmental impact - water body | N/A | N/A | 10.5
51aF | 37.1 | Water recycling Taunton Canal | Water reuse | Resource Options | WXWWSX | Feasible | N |  | N/A | N | N | N | N | N | N | N/A | N/A | N/A | 5 | 16 | NA |  |  |  | 2.2 | 0 | 1872.849 | 717.225 | 315.579 |  | 153.6506 |  | -5.6 | -2 | NA | -1 | NA | -1 | NA | -2 | NA | -1 | NA | NA | NA | Medium | Not Compliant - Risk | Low | High | 16 | 0 | N | N | N | N
51aU | 37.11 | Water recycling - Taunton I | Water reuse | Resource Options | WXWWSX | Unconstrained | N | [8 empty] | Environmental impact - water body | N/A | N/A | 1.5
51aU | 37.12 | Water recycling - Taunton II | Water reuse | Resource Options | WXWWSX | Unconstrained | N | [8 empty] | Constraints - feasibility | N/A | N/A | 1.5
51aU | 37.13 | Water recycling - Bournemouth - SWW I | Water reuse | Resource Options | WXWWSX | Unconstrained | N | [8 empty] | Constraints - feasibility | N/A | N/A | 28.4
51aU | 37.14 | Water recycling - Bournemouth - SWW II | Water reuse | Resource Options | WXWWSX | Unconstrained | N | [8 empty] | Constraints - feasibility | N/A | N/A | 28.4
51aU | 37.15 | Effluen Re-use - Bristol Water I | Water reuse | Resource Options | WXWWSX | Unconstrained | N | [8 empty] | Environmental impact - water body | N/A | N/A | 6.8
51aU | 37.16 | Water recycling - Bristol Water II | Water reuse | Resource Options | WXWWSX | Unconstrained | N | [8 empty] | Environmental impact - water body | N/A | N/A | 6.8
51aU | 37.17 | Water recycling - Bristol Water III | Water reuse | Resource Options | WXWWSX | Unconstrained | N | [8 empty] | Uncertainty - dependencies | N/A | N/A | 6.8
51aU | 37.18 | Water recycling - Mendip Reservoir | Water reuse | Resource Options | WXWWSX | Unconstrained | N | [8 empty] | Uncertainty - dependencies | N/A | N/A | 6.8
51aU | 37.19 | Water recycling - Bournemouth SWW III | Water reuse | Resource Options | WXWWSX | Unconstrained | N | [8 empty] | Alternative options with lower impact | N/A | N/A | 28.9
51aU | 37.2 | Water recycling Poole | Water reuse | Resource Options | WXWWSX | Unconstrained | N | [8 empty] | Environmental impact - water body | N/A | N/A | 6
51aU | 37.21 | Water recycling - Bristol Water VI | Water reuse | Resource Options | WXWWSX | Unconstrained | N | [8 empty] | Environmental impact - water body | N/A | N/A | 12.4
51aU | 37.22 | Water recycling - Bristol Water V | Water reuse | Resource Options | WXWWSX | Unconstrained | N | [8 empty] | Uncertainty - dependencies | N/A | N/A | 12.4
51aU | 37.23 | Water recycling - Bristol Water VI | Water reuse | Resource Options | WXWWSX | Unconstrained | N | [8 empty] | Uncertainty - water quality | N/A | N/A | 13.1
51aU | 37.24 | Water recycling - Bristol Water VII | Water reuse | Resource Options | WXWWSX | Unconstrained | N | [8 empty] | Environmental impact - water body | N/A | N/A | 13.1
51aU | 37.25 | Water recycling - Bristol Water VIII | Water reuse | Resource Options | WXWWSX | Unconstrained | N | [8 empty] | Uncertainty - dependencies | N/A | N/A | 13.1
51aU | 37.26 | Water recycling - Yeovil Reservoir I | Water reuse | Resource Options | WXWWSX | Unconstrained | N | [8 empty] | Uncertainty - water quality | N/A | N/A | 14
51aU | 37.27 | Water recycling - Yeovil Reservoir II | Water reuse | Resource Options | WXWWSX | Unconstrained | N | [8 empty] | Environmental impact - water body | N/A | N/A | 10
51aU | 37.28 | Effluent - Re-use and expansion: Bridgwater reservoir | Water reuse | Resource Options | WXWWSX | Unconstrained | N | [8 empty] | Environmental impact - land | N/A | N/A | 12
51aU | 37.29 | Water recycling and expansion: Bridgwater reservoir II | Water reuse | Resource Options | WXWWSX | Unconstrained | N | [8 empty] | Environmental impact - land | N/A | N/A | 11
51aF | 38.01 | Underutilised licence due to water quality: Purbeck | Groundwater enhancement | Resource Options | WXWWSX | Feasible | N |  | N/A | N | N | N | N | Y | N | N/A | N/A | N/A | 4.45 | 12 | NA |  |  |  | 1.958 | 5.7 | 1190.365 | 995.6653 | 438.0927 |  | 359.4867 |  | -3 | -1 | NA | -1 | NA | -1 | NA | -1 | NA | -1 | NA | NA | NA | Minor | - | Low | Low | 16 | 11 | N | Y | N | Y
51aU | 38.02 | Under-utilised licence - Blandford Forum Source | Groundwater enhancement | Resource Options | WXWWSX | Unconstrained | N | [8 empty] | Uncertainty - cost | N/A | N/A | 1.5
51aU | 38.03 | Under-utilised licence - Mid Dorset | Groundwater enhancement | Resource Options | WXWWSX | Unconstrained | N | [8 empty] | Uncertainty - yield | N/A | N/A | 1.5
51aF | 38.04 | Under-utilised licence - Mid Dorset | Groundwater enhancement | Resource Options | WXWWSX | Feasible | N |  | N/A | N | N | N | N | N | N | N/A | N/A | N/A | 0.96 | 12 | NA |  |  |  | 0.4224 | 0 | 63.391 | 116.6832 | 51.3406 |  | 354.488 |  | -6.6 | -1 | NA | -1 | NA | -1 | NA | -1 | NA | -3 | NA | NA | NA | None | - | Negligible | Negligible | 10 | 12 | N | N | N | N
51aU | 38.05 | Underutilised Licence - Mid Stour I | Groundwater enhancement | Resource Options | WXWWSX | Unconstrained | N | [8 empty] | Uncertainty - yield | N/A | N/A | 2
51aF | 38.06 | Under-utilised licence - mid Stour II | Groundwater enhancement | Resource Options | WXWWSX | Feasible | N |  | N/A | N | N | N | N | N | N | N/A | N/A | N/A | 0 | 12 | NA |  |  |  | 0 | 6 | 138.242 | 0 | 0 |  | 0 |  | -6.6 | -1 | NA | -1 | NA | -1 | NA | -1 | NA | -3 | NA | NA | NA | None | - | Negligible | Negligible | 18 | 12 | N | N | N | N
51aU | 38.07 | Under-utilised Licence - South East Dorset | Groundwater enhancement | Resource Options | WXWWSX | Unconstrained | N | [8 empty] | Uncertainty - yield | N/A | N/A | 0.3
51aU | 38.08 | Under-utilised Licence - North Salisbury | Groundwater enhancement | Resource Options | WXWWSX | Unconstrained | N | [8 empty] | Uncertainty - yield | N/A | N/A | 1
51aU | 38.09 | Under-utilised Licence - Weymouth | Groundwater enhancement | Resource Options | WXWWSX | Unconstrained | N | [8 empty] | Option combined upon review | N/A | N/A | 3.5
51aU | 38.1 | Under-utilised Licence - North Warminster II | Groundwater enhancement | Resource Options | WXWWSX | Unconstrained | N | [8 empty] | Uncertainty - yield | N/A | N/A | 0.5
51aF | 38.11 | Under-utilised licence - East Dorchester Source | Groundwater enhancement | Resource Options | WXWWSX | Feasible | N |  | N/A | N | Y | N | N | Y | Y | N/A | N/A | N/A | 0 | 12 | NA |  |  |  | 0 | 6 | 275.157 | 0 | 0 |  | 0 |  | -17.6 | -2 | NA | -3 | NA | -3 | NA | -1 | NA | -3 | NA | NA | NA | None | - | Negligible | Negligible | 18 | 12 | N | N | N | N
51aF | 38.12 | East Weymouth Source - treatment improvements | Groundwater enhancement | Resource Options | WXWWSX | Feasible | N |  | N/A | N | N | N | N | Y | Y | N/A | N/A | N/A | 3 | 9 | NA |  |  |  | 1.32 | 6 | 66.357 | 512.46 | 225.4824 |  | 178.4998 |  | -6.6 | -1 | NA | -1 | NA | -1 | NA | -1 | NA | -3 | NA | NA | NA | None | - | Low | Negligible | 14 | 12 | N | N | N | N
51aP | 39.01 | Under-utilised licence - North Bath | Groundwater enhancement | Resource Options | WXWWSX | Preferred | N |  | N/A | Y | Y | N | Y | Y | Y | N/A | N/A | N/A | 0.41 | 7 | 2063-64 |  |  |  | 0.1804 | 5 | 357.806 | 0 | 0 |  | 1786.7299 |  | -6.6 | -1 | NA | -1 | NA | -1 | NA | -1 | NA | -3 | NA | NA | NA | None | - | Negligible | Negligible | 16 | 12 | Y | Y | Y | Y
51aP | 39.02 | Under-utilised Licence - North Warminster | Groundwater enhancement | Resource Options | WXWWSX | Preferred | N |  | N/A | Y | Y | N | Y | Y | Y | N/A | N/A | N/A | 2.5 | 7 | 2035-36 |  |  |  | 1.1 | 2.5 | 111.027 | 176.1125 | 77.4895 |  | 26.645 |  | -6.6 | -1 | NA | -1 | NA | -1 | NA | -1 | NA | -3 | NA | NA | NA | Medium | Compliant | Low | Uncertain | 14 | 9 | Y | Y | Y | Y
51aU | 40.01 | Use of existing private water supplies (including Industrial and MoD) | Licence trading | Resource Options | WXWWSX | Unconstrained | Y | [8 empty] | Uncertainty - yield | N/A | N/A | 0.5
51aP | 41.01 | Drought Permit - Stour catchment | Drought permits/orders | Resource Options | WXWWSX | Preferred | N |  | N/A | Y | Y | Y | Y | Y | Y | N/A | N/A | N/A | 2.08 | 0 | 2025-26 |  |  |  | 0.34736 | 0 | 0 | 0 | 0 |  | 0.45549 |  | 0 | 0 | NA | 0 | NA | 0 | NA | 0 | NA | 0 | NA | NA | NA | Minor | NA | NA | NA | 24 | 12 | Y | Y | Y | Y
51aU | 41.02 | Drought Permit - Tadnoll catchment | Drought permits/orders | Resource Options | WXWWSX | Unconstrained | N | [8 empty] | Option combined upon review | N/A | N/A | 5
51aU | 41.03 | Drought Permit - Tone catchment | Drought permits/orders | Resource Options | WXWWSX | Unconstrained | N | [8 empty] | Option combined upon review | N/A | N/A | 8
51aU | 41.04 | Drought Permit - Yeo catchment | Drought permits/orders | Resource Options | WXWWSX | Unconstrained | N | [8 empty] | Option combined upon review | N/A | N/A | 6
51aU | 41.05 | Drought Permit - Piddle catchment | Drought permits/orders | Resource Options | WXWWSX | Unconstrained | N | [8 empty] | Option combined upon review | N/A | N/A | 9
51aP | 41.06 | Drought Permit - Bride catchment | Drought permits/orders | Resource Options | WXWWSX | Preferred | N |  | N/A | Y | Y | Y | Y | Y | Y | N/A | N/A | N/A | 0.1 | 0 | 2025-26 |  |  |  | 0.0167 | 1.1 | 0 | 0 | 0 |  | 9.8963 |  | 0 | 0 | NA | 0 | NA | 0 | NA | 0 | NA | 0 | NA | NA | NA | Minor | NA | NA | NA | 24 | 10 | Y | Y | Y | Y
51aU | 42.01 | Reservoir sedimentation - removal via dredging | Reservoir enlargement | Resource Options | WXWWSX | Unconstrained | N | [8 empty] | Uncertainty - yield | N/A | N/A | 4
51aU | 42.02 | Reservoir sedimentation - minimising sedimentation via silt traps, catchment management | Reservoir enlargement | Resource Options | WXWWSX | Unconstrained | N | [8 empty] | Uncertainty - yield | N/A | N/A | 2
51aF | 52.02 | Poole Water Recycling and Transfer - Stour use 50% | Water reuse | Resource Options | WXWWSX | Feasible | N |  | N/A | N | Y | Y | N | Y | Y | N/A | N/A | N/A | 5.25 | 10 | NA |  |  |  | 2.31 | 12.5 | 9401.668 | 647.6925 | 284.9847 |  | 255.3219 |  | -4.2 | -1 | NA | -1 | NA | -1 | NA | -2 | NA | -1 | NA | NA | NA | Medium | Not Compliant - Risk | Low | Uncertain | 5 | 10 | Y | Y | N | N
51aF | 52.03 | Poole Water Recycling and Transfer – Stour use 100% | Water reuse | Resource Options | WXWWSX | Feasible | N |  | N/A | N | N | N | N | N | N | N/A | N/A | N/A | 10.5 | 10 | NA |  |  |  | 15.12 | 25 | 9401.668 | 1295.385 | 1865.3544 |  | 311.7403 |  | -4.2 | -1 | NA | -1 | NA | -1 | NA | -2 | NA | -1 | NA | NA | NA | Medium | Not Compliant - Risk | Low | Uncertain | 5 | 10 | N | N | N | N
51aU | 53.01 | Bristol New Reservoir - Wessex Share 18Ml/d | New reservoir | Resource Options | WXWWSX | Unconstrained | N | [8 empty] | Constraints - feasibility | N/A | N/A | 6.5
51aF | 54.01 | Mendips to Grid | New reservoir | Resource Options | WXWWSX | Feasible | N |  | N/A | N | N | N | N | N | N | N/A | N/A | N/A | 23.7 | 17 | NA |  |  |  | 10.428 | 35 | 16818.246 | 1629.1761 | 716.8375 |  | 507.446 |  | -15 | -3 | NA | -1 | NA | -1 | NA | -3 | NA | -3 | NA | NA | NA | High | Not Compliant - Risk | High | High | 3 | 6 | N | N | N | N
51aF | 54.03 | Mendips to Trowbridge | New reservoir | Resource Options | WXWWSX | Feasible | N |  | N/A | N | N | N | N | N | N | N/A | N/A | N/A | 23.7 | 17 | NA |  |  |  | 10.428 | 35 | 26471.371 | 3287.19 | 1446.3636 |  | 515.2565 |  | -15 | -3 | NA | -1 | NA | -1 | NA | -3 | NA | -3 | NA | NA | NA | High | Not Compliant - Risk | High | High | 7 | 5 | N | N | N | N
51aF | 54.04 | Mendips to Grid and Trowbridge | New reservoir | Resource Options | WXWWSX | Feasible | N |  | N/A | N | N | N | N | N | N | N/A | N/A | N/A | 30 | 17 | NA |  |  |  | 13.2 | 70 | 43407.931 | 4500.45 | 1980.198 |  | 726.0077 |  | -15 | -3 | NA | -1 | NA | -1 | NA | -3 | NA | -3 | NA | NA | NA | High | Not Compliant - Risk | High | High | 5.1116 | 5.5561 | N | N | N | N
51aF | 54.05 | Mendips to Stour - 50% capacity | New reservoir | Resource Options | WXWWSX | Feasible | N |  | N/A | N | N | N | N | N | N | N/A | N/A | N/A | 8.75 | 17 | NA |  |  |  | 3.85 | 17.5 | 16130.27 | 434.6694 | 191.2545 |  | 624.944 |  | -15 | -3 | NA | -1 | NA | -1 | NA | -3 | NA | -3 | NA | NA | NA | High | Not Compliant - Quantifiable | High | High | 9 | 2 | N | N | N | N
51aF | 54.06 | Mendips to Grid - 50% capacity | New reservoir | Resource Options | WXWWSX | Feasible | N |  | N/A | N | N | N | N | N | Y | N/A | N/A | N/A | 8.75 | 17 | NA |  |  |  | 3.85 | 17.5 | 14017.343 | 434.6694 | 191.2545 |  | 670.161 |  | -15 | -3 | NA | -1 | NA | -1 | NA | -3 | NA | -3 | NA | NA | NA | High | Not Compliant - Risk | High | High | 2 | 2 | N | N | N | N
51aF | 54.07 | Mendips to Trowbridge - 50% capacity | New reservoir | Resource Options | WXWWSX | Feasible | N |  | N/A | N | N | N | N | N | N | N/A | N/A | N/A | 8.75 | 17 | NA |  |  |  | 3.85 | 17.5 | 15064.794 | 1214.9025 | 534.5571 |  | 657.9381 |  | -15 | -3 | NA | -1 | NA | -1 | NA | -3 | NA | -3 | NA | NA | NA | High | Not Compliant - Risk | High | High | 7 | 5 | N | N | N | N
51aF | 54.08 | Mendips to Grid and Trowbridge - 50% capacity | New reservoir | Resource Options | WXWWSX | Feasible | N |  | N/A | N | N | N | N | N | N | N/A | N/A | N/A | 23.7 | 17 | NA |  |  |  | 10.428 | 35 | 29082.137 | 3503.4525 | 1541.5191 |  | 584.8985 |  | -15 | -3 | NA | -1 | NA | -1 | NA | -3 | NA | -3 | NA | NA | NA | High | Not Compliant - Risk | Uncertain | Uncertain | 3 | 8 | N | N | N | N
51cF | 55.01 | CALM main upgrade and reversal - 10Ml/d | Internal potable transfer | Distribution Options | WXWWSX | Feasible | N |  | 18.01 | N | N | N | N | N | N | N/A | WXWWSX | WXWWSX | 5 | 9 | NA |  |  |  | 2.2 | 10 | 13772.488 | 2034.875 | 895.345 |  | 79.0005 |  | -9 | -3 | NA | -1 | NA | -1 | NA | -3 | NA | -1 | NA | NA | NA | Minor | - | low | uncertain | 2 | 12 | N | N | N | N
51cF | 55.03 | South Grid Resilience - 8Ml/d | Internal potable transfer | Distribution Options | WXWWSX | Feasible | N |  | 18.02, 19.06, 19.07, 19.10, 19.11, 32.11, 32.01, 55.01, 53.01 | N | N | N | N | N | N | N/A | WXWWSX | WXWWSX | 3 | 9 | NA |  |  |  | 1.32 | 8 | 11920.069 | 784.02 | 344.9688 |  | 119.8296 |  | -9.8 | -3 | NA | -2 | NA | -2 | NA | -2 | NA | -1 | NA | NA | NA | Minor | - | High | Uncertain | 4 | 6 | N | N | N | N
51cF | 55.05 | North Grid to South Grid reinforcements - 5.5Ml/d | Internal potable transfer | Distribution Options | WXWWSX | Feasible | N |  | 18.02, 19.06, 19.07, 19.10, 19.11, 32.11, 32.01, 53.01, 55.01 | N | N | Y | N | N | Y | N/A | WXWWSX | WXWWSX | 1.5 | 9 | NA |  |  |  | 0.66 | 5.5 | 10525.848 | 657 | 289.08 |  | 179.8532 |  | -10.8 | -3 | NA | -2 | NA | -1 | NA | -3 | NA | -1 | NA | NA | NA | Minor | - | High | Uncertain | 2 | 6 | N | N | N | N
51cU | 55.07 | Yeovil transfer to Purbeck - 7Ml/d | Internal potable transfer | Distribution Options | WXWWSX | Unconstrained | N | [8 empty] | Alternative options with lower impact | WXWWSX | WXWWSX | 0
51cF | 55.09 | Trowbridge to Devizes | Internal potable transfer | Distribution Options | WXWWSX | Feasible | N |  | N/A | N | N | N | N | N | N | N/A | WXWWSX | WXWWSX | 6 | 9 | NA |  |  |  | 2.64 | 12 | 6192.57 | 630.72 | 277.5168 |  | 24.2962 |  | -8.4 | -3 | NA | -2 | NA | -1 | NA | -2 | NA | -1 | NA | NA | NA | Minor | - | Low | Uncertain | 8 | 6 | N | N | N | N
51cF | 55.1 | Trowbridge to Market Lavington | Internal potable transfer | Distribution Options | WXWWSX | Feasible | N |  | N/A | N | N | N | N | N | N | N/A | WXWWSX | WXWWSX | 5 | 9 | NA |  |  |  | 0 | 0 | 4446.023 | 487.275 | 214.401 |  | 37.679 |  | -4.2 | -1 | NA | -1 | NA | -1 | NA | -2 | NA | -1 | NA | NA | NA | Minor | - | Low | Negligible | 13 | 11 | N | N | N | N
51cF | 55.11 | Trowbridge to North Warminster | Internal potable transfer | Distribution Options | WXWWSX | Feasible | N |  | N/A | N | N | N | N | N | N | N/A | WXWWSX | WXWWSX | 2.5 | 9 | NA |  |  |  | 0 | 0 | 2239.628 | 275.575 | 121.253 |  | 25.0117 |  | -4.2 | -1 | NA | -1 | NA | -1 | NA | -2 | NA | -1 | NA | NA | NA | Minor | - | Low | Negligible | 12 | 11 | N | N | N | N
51cF | 55.12 | Yeovil to Dorchester - 7Ml/d | Internal potable transfer | Distribution Options | WXWWSX | Feasible | N |  | N/A | N | N | N | N | N | N | N/A | WXWWSX | WXWWSX | 2.5 | 9 | NA |  |  |  | 1.1 | 7 | 10295.326 | 740.95 | 326.018 |  | 100.6187 |  | -10.8 | -3 | NA | -2 | NA | -1 | NA | -3 | NA | -1 | NA | NA | NA | Minor | - | Uncertain | Uncertain | 3 | 8 | N | N | N | N
51aF | 56.01 | Salisbury Boreholes - 7Ml/d | Groundwater enhancement | Resource Options | WXWWSX | Feasible | N |  | N/A | N | N | N | N | N | N | N/A | N/A | N/A | 7 | 10 | NA |  |  |  | 3.08 | 7 | 2909.332 | 3288.285 | 1446.8454 |  | 212.6779 |  | -7 | -1 | NA | -2 | NA | -2 | NA | -2 | NA | -1 | NA | NA | NA | Medium | Compliant | Low | Uncertain | 10 | 6 | N | N | N | N
51cF | 57.01 | Demand Strategy 1 | Active leakage management | Distribution Options | WXWWSX | Feasible | N |  | N/A | N | N | N | N | N | N | N/A | N/A | N/A | 66.83 | 0 | NA |  |  |  | 29.4052 | 66.83 | 223570.7611 | -401.827 | -176.8039 |  | 18.3858 |  | NA | NA | NA | NA | NA | NA | NA | NA | NA | NA | NA | NA | NA | NA | NA | NA | NA | NA | NA | N | N | N | N
51cF | 57.02 | Demand Strategy 2 | Active leakage management | Distribution Options | WXWWSX | Feasible | N |  | N/A | N | N | N | N | N | N | N/A | N/A | N/A | 65.25 | 0 | NA |  |  |  | 28.71 | 65.25 | 127774.9448 | -5599.3449 | -2463.7118 |  | 15.0164 |  | NA | NA | NA | NA | NA | NA | NA | NA | NA | NA | NA | NA | NA | NA | NA | NA | NA | NA | NA | N | N | N | N
51cF | 57.03 | Demand Strategy 3 | Active leakage management | Distribution Options | WXWWSX | Feasible | N |  | N/A | N | N | N | N | N | N | N/A | N/A | N/A | 64.45 | 0 | NA |  |  |  | 28.358 | 64.45 | 127664.4866 | -5501.4946 | -2420.6576 |  | 12.8715 |  | NA | NA | NA | NA | NA | NA | NA | NA | NA | NA | NA | NA | NA | NA | NA | NA | NA | NA | NA | N | N | N | N
51cF | 57.04 | Demand Strategy 4 | Active leakage management | Distribution Options | WXWWSX | Feasible | N |  | N/A | N | N | N | N | N | N | N/A | N/A | N/A | 65.81 | 0 | NA |  |  |  | 28.9564 | 65.81 | 126179.8805 | -4043.0158 | -1778.927 |  | 16.5029 |  | NA | NA | NA | NA | NA | NA | NA | NA | NA | NA | NA | NA | NA | NA | NA | NA | NA | NA | NA | N | N | N | N
51cF | 57.05 | Demand Strategy 5 | Active leakage management | Distribution Options | WXWWSX | Feasible | N |  | N/A | N | N | N | N | N | N | N/A | N/A | N/A | 66.83 | 0 | NA |  |  |  | 29.4052 | 66.83 | 223550.5821 | -131.9006 | -58.0363 |  | 20.361 |  | NA | NA | NA | NA | NA | NA | NA | NA | NA | NA | NA | NA | NA | NA | NA | NA | NA | NA | NA | N | N | N | N
51cF | 57.06 | Demand Strategy 6 | Active leakage management | Distribution Options | WXWWSX | Feasible | N |  | N/A | N | Y | N | N | N | N | N/A | N/A | N/A | 62.18 | 0 | NA |  |  |  | 27.3592 | 62.18 | 94818.9425 | -4313.0094 | -1897.7241 |  | 8.4648 |  | NA | NA | NA | NA | NA | NA | NA | NA | NA | NA | NA | NA | NA | NA | NA | NA | NA | NA | NA | N | N | N | N
51cP | 57.07 | Demand Strategy 7 | Active leakage management | Distribution Options | WXWWSX | Preferred | N |  | N/A | Y | N | Y | Y | Y | Y | N/A | N/A | N/A | 105.682 | 0 | 2025-26 |  |  |  | 74.9899 | 105.682 | 223051.7441 | 7012.938 | 3085.6927 |  | 18.17 |  | NA | NA | NA | NA | NA | NA | NA | NA | NA | NA | NA | NA | NA | NA | NA | NA | NA | NA | NA | Y | Y | Y | Y
51cF | 58.01 | Bristol bulk import - 15 Ml/d | External potable bulk supply/transfer | Distribution Options | WXWWSX | Feasible | Y |  | N/A | N | N | N | N | N | N | N/A | BWXBRS | WXWWSX | 10 | 9 | NA |  |  |  | 4.4 | 15 | 20667.171 | 445.3 | 195.932 |  | 31.0451 |  | -9 | -3 | NA | -1 | NA | -1 | NA | -3 | NA | -1 | NA | NA | NA | Minor | None | Low | Negligible | 2 | 12 | N | N | N | N
51cU | 58.02 | Bristol bulk import - 30 Ml/d | External potable bulk supply/transfer | Distribution Options | WXWWSX | Unconstrained | Y | [8 empty] | Constraints - feasibility | BWXBRS | WXWWSX | 20
51aP | 59.01 | Stream Support at Mere | Groundwater enhancement | Resource Options | WXWWSX | Preferred | N |  | N/A | Y | Y | Y | Y | Y | Y | N/A | N/A | N/A | 5 | 5 | 2030-31 |  |  |  | 2.2 | 5 | 52.812 | 36.9745 | 16.2688 |  | 14.0194 |  | -11 | -2 | NA | -2 | NA | -1 | NA | -1 | NA | -3 | NA | NA | NA | None | None | Negligible | Negligible | 10 | 12 | Y | Y | Y | Y
51cP | 70.01 | Bristol Import and onwards transfer I | External potable bulk supply/transfer | Distribution Options | WXWWSX | Preferred | Y |  | N/A | Y | Y | Y | Y | Y | N | N/A | WXWWSX | WXWWSX | 4 | 9 | 2033-34 |  |  |  | 1.76 | 7 | 6544.034 | 178.266 | 178.266 |  | 72.423 |  | -8.4 | -3 | NA | -2 | NA | -1 | NA | -2 | NA | -1 | NA | NA | NA | None | - | Low | Uncertain | 5 | 12 | N | N | Y | Y
51cF | 70.02 | Bristol Import and onwards transfer II | External potable bulk supply/transfer | Distribution Options | WXWWSX | Feasible | Y |  | N/A | N | N | Y | N | N | Y | N/A | WXWWSX | WXWWSX | 4 | 9 | NA |  |  |  | 1.76 | 7 | 7581.621 | 1288.085 | 566.7574 |  | 134.2005 |  | -8.4 | -3 | NA | -2 | NA | -1 | NA | -2 | NA | -1 | NA | NA | NA | None | - | Low | Uncertain | 5 | 12 | Y | Y | N | N
51cF | 70.03 | Bristol Import and onwards transfer III | External potable bulk supply/transfer | Distribution Options | WXWWSX | Feasible | Y |  | N/A | N | Y | Y | N | Y | N | N/A | WXWWSX | WXWWSX | 10 | 9 | NA |  |  |  | 4.4 | 15 | 33545.392 | 1838.87 | 809.1028 |  | 74.9643 |  | -10.8 | -3 | NA | -2 | NA | -1 | NA | -3 | NA | -1 | NA | NA | NA | None | - | Low | Uncertain | 2 | 6 | N | N | N | N
51cF | 70.04 | Bristol Import and onwards transfer IV | External potable bulk supply/transfer | Distribution Options | WXWWSX | Feasible | Y |  | N/A | N | N | Y | N | N | Y | N/A | WXWWSX | WXWWSX | 10 | 9 | NA |  |  |  | 4.4 | 15 | 27352.822 | 1208.15 | 531.586 |  | 59.9642 |  | -9 | -3 | NA | -1 | NA | -1 | NA | -3 | NA | -1 | NA | NA | NA | None | - | Low | Negligible | 2 | 11 | N | N | N | N
51cF | 70.05 | Bristol Import and onwards transfer V | External potable bulk supply/transfer | Distribution Options | WXWWSX | Feasible | Y |  | N/A | N | N | Y | N | N | N | N/A | WXWWSX | WXWWSX | 10 | 9 | NA |  |  |  | 4.4 | 15 | 43883.617 | 7171.52 | 3155.4688 |  | 184.2502 |  | -9 | -3 | NA | -1 | NA | -1 | NA | -3 | NA | -1 | NA | NA | NA | None | - | Uncertain | low | 2 | 6 | N | N | N | Y
51bP | 70.06 | Increased Reservoir Capacity and East Transfer | Water treatment works capacity increase | Production Options | WXWWSX | Preferred | N |  | N/A | Y | Y | Y | Y | Y | Y | N/A | N/A | N/A | 0 | 9 | 2035-36 |  |  |  | 0 | 4 | 21625.987 | 4179.25 | 1838.87 |  | 0 |  | -18 | -3 | NA | -2 | NA | -1 | NA | -3 | NA | -3 | NA | NA | NA | None | - | Low | Uncertain | 2 | 11 | Y | Y | Y | N
51aF | 70.07 | Hampshire Avon Boreholes and Transfer | New groundwater | Resource Options | WXWWSX | Feasible | N |  | N/A | N | N | Y | N | N | N | N/A | N/A | N/A | 14.3 | 10 | NA |  |  |  | 6.292 | 14.4 | 12500.681 | 9593.076 | 4220.9534 |  | 196.1221 |  | -4.2 | -1 | NA | -1 | NA | -1 | NA | -2 | NA | -1 | NA | NA | NA | Medium | Not Compliant - Risk | Low | Uncertain | 8 | 6 | N | N | Y | N
51cU | 32.15a | Upper Stour New Reservoir - Stour Transfer | Internal potable transfer | Distribution Options | WXWWSX | Unconstrained | N | [8 empty] | Constraints - feasibility | WXWWSX | WXWWSX | 15
51cU | 32.15b | Upper Stour New Reservoir - Stour Transfer | Internal potable transfer | Distribution Options | WXWWSX | Unconstrained | N | [8 empty] | Constraints - feasibility | WXWWSX | WXWWSX | 30
51dP | 57.07a | Government Labelling - DS7 | Water efficiency customer education / awareness | Customer Options | WXWWSX | Preferred | N |  | N/A | Y | N | Y | Y | Y | Y | N/A | N/A | N/A | 59.0073 | 0 | 2025-26 |  |  |  | 24.5087 | 59.0073 | 0 | -97.9195 | -43.0846 |  | 0.0033047 |  | NA | NA | NA | NA | NA | NA | NA | NA | NA | NA | NA | NA | NA | NA | NA | NA | NA | NA | NA | Y | Y | Y | Y
51dP | 57.07b | Household Home Check Visits - DS7 | Household water audit | Customer Options | WXWWSX | Preferred | N |  | N/A | Y | N | Y | Y | Y | Y | N/A | N/A | N/A | 22.5201 | 0 | 2025-26 |  |  |  | 12.0916 | 22.5201 | 0 | 3.8313 | 1.6858 |  | 0.26567 |  | NA | NA | NA | NA | NA | NA | NA | NA | NA | NA | NA | NA | NA | NA | NA | NA | NA | NA | NA | Y | Y | Y | Y
51dP | 57.07c | Non Household Water Efficiency Visits - DS7 | Non-household water audit | Customer Options | WXWWSX | Preferred | N |  | N/A | Y | N | Y | Y | Y | Y | N/A | N/A | N/A | 3.7 | 0 | 2025-26 |  |  |  | 2.6606 | 3.7 | 0 | -1.7262 | -0.75951 |  | 0.012532 |  | NA | NA | NA | NA | NA | NA | NA | NA | NA | NA | NA | NA | NA | NA | NA | NA | NA | NA | NA | Y | Y | Y | Y
51dP | 57.07d | Optant Household Smart Meters - DS7 | Metering optants | Customer Options | WXWWSX | Preferred | N |  | N/A | Y | N | Y | Y | Y | Y | N/A | N/A | N/A | 1.6803 | 0 | 2025-26 |  |  |  | 1.3611 | 1.6803 | 13835.9048 | 20.6696 | 9.0946 |  | 0.053384 |  | NA | NA | NA | NA | NA | NA | NA | NA | NA | NA | NA | NA | NA | NA | NA | NA | NA | NA | NA | Y | Y | Y | Y
51dP | 57.07e | Compulsory Household Smart Meters - DS7 | Metering compulsory | Customer Options | WXWWSX | Preferred | N |  | N/A | Y | N | Y | Y | Y | Y | N/A | N/A | N/A | 6.227 | 0 | 2025-26 |  |  |  | 5.5963 | 6.227 | 51274.098 | 76.5988 | 33.7035 |  | 2.0214 |  | NA | NA | NA | NA | NA | NA | NA | NA | NA | NA | NA | NA | NA | NA | NA | NA | NA | NA | NA | Y | Y | Y | Y
51dP | 57.07f | New Properties Smart Meters - DS7 | Metering compulsory | Customer Options | WXWWSX | Preferred | N |  | N/A | Y | N | Y | Y | Y | Y | N/A | N/A | N/A | 2.7176 | 0 | 2025-26 |  |  |  | 1.4269 | 2.7176 | 22377.3001 | 33.4297 | 14.709 |  | 7.2025 |  | NA | NA | NA | NA | NA | NA | NA | NA | NA | NA | NA | NA | NA | NA | NA | NA | NA | NA | NA | Y | Y | Y | Y
51dP | 57.07g | Non Household Smart Meters - DS7 | Metering compulsory | Customer Options | WXWWSX | Preferred | N |  | N/A | Y | N | Y | Y | Y | Y | N/A | N/A | N/A | 3.8936 | 0 | 2025-26 |  |  |  | 3.4999 | 3.8936 | 4995.5956 | -5.2892 | -2.3272 |  | 0.1389 |  | NA | NA | NA | NA | NA | NA | NA | NA | NA | NA | NA | NA | NA | NA | NA | NA | NA | NA | NA | Y | Y | Y | Y
51cP | 57.07h | Leakage Strategy - DS7 | Active leakage management | Distribution Options | WXWWSX | Preferred | N |  | N/A | Y | N | Y | Y | Y | Y | N/A | N/A | N/A | 25.3 | 0 | 2025-26 |  |  |  | 19.9711 | 25.3 | 130568.8457 | 6983.3434 | 3072.6711 |  | 8.4724 |  | NA | NA | NA | NA | NA | NA | NA | NA | NA | NA | NA | NA | NA | NA | NA | NA | NA | NA | NA | Y | Y | Y | Y
Option type
| Increase raw water abstractions |  | RSRWA | Ml/d | 2
| Raw water imports |  | RSRWI | Ml/d | 2
| Potable water Imports (input reductions as -ve) |  | RSPWI | Ml/d | 2
| Reduce raw water losses and operational use (input as -ve) |  | RSLOU | Ml/d | 2
| Reduced raw water export (including non potable supplies) |  | RSRWE | Ml/d | 2
| Reduce potable water exports (input as -ve) |  | RSPWE | Ml/d | 2
| Other options to increase deployable output |  | RSIPO | Ml/d | 2
| Reduce treatment works losses (input as -ve) |  | PSTWL | Ml/d | 2
| Reduce outages (input as -ve) |  | PSROU | Ml/d | 2
For commercial reasons this column is redacted and not available in the version of this document published on our website.
For commercial reasons these columns are redacted and not available in the version of this document published on our website.
For commercial reasons this column is redacted and not available in the version of this document published on our website.
For commercial reasons this column is redacted and not available in the version of this document published on our website.

## 4. Options Appraisal Summary C
Water Company | Wessex Water | Version | 1 |  | Back to title page
Table 4: WC Level - Options Appraisal Summary | [32 empty] | Natural capital Summary | Biodiversity and Habitat |  | Climate Regulation |  | Natural Hazard Regulation |  | Water Purification |  | Water Regulation |  | Recreation and Tourism
WRMP24 Reference | Option ID | Option Name | Option type Defined List | Option Group | WRZ(s) benefitting from option Defined codes, accept multiples using "," separator, or "Company Wide" | Option status Defined | Third Party Option Flag Y/N | Partnership Option TOTEX - all parties (where applicable) | Interdependent Options (State one or more option IDs) | Preferred (Most Likely) Programme Y/N | Least Cost Programme Y/N | Ofwat Core Programme Y/N | Alternative Programme 1 (preferred "most likely" programme) Y/N | Alternative Programme 2 (Higher Alternative Need Pathway) Y/N | Alternative Programme 3 (Higher Alternative Need - No HA options available) Y/N | Reason for option rejection | WRZ transfer is from Defined List | WRZ transfer is to Defined List | Gains in WAFU / Savings in Demand on full implementation (Ml/d) | Option benefits lead-in time (Years) | First year of option use in preferred programme (year) (Preferred programme (most likely) only) | Totex expenditure prior to option in use (£m) | Totex expenditure per annum post option in use under maximum utilisation scenario (£m) | Average totex expenditure per annum post option in use (£m) | Average option utilisation used for average totex expenditure and operational carbon forecasts (Ml/d) | Maximum option utilisation across the planning period (Ml/d) | Embodied carbon emissions (tCO2 equivalent) | Operational carbon emissions under maximum utilisation scenario (tCO2 equivalent per annum) | Average operational carbon emissions (tCO2 equivalent per annum) | Total Carbon Cost (£M) | Average Incremental Cost (AIC) (p/m3) | Total NPC (£m) | Natural capital impact of option (define units) | B&H Non-monetised metric where applicable (define units) | B&H Monetised metric where applicable (£M) | CR Non-monetised metric where applicable (define units) | CR Monetised metric where applicable (£M) | NHR Non-monetised metric where applicable (define units) | NHR Monetised metric where applicable (£M) | WP Non-monetised metric where applicable (define units) | WP Monetised metric where applicable (£M) | WReg Non-monetised metric where applicable (define units) | WReg Monetised metric where applicable (£M) | R&T Non-monetised metric where applicable (define units) | R&T Monetised metric where applicable (£M) | WFD Level 2 result | WFD Level 2 risk of quanitfied | HRA Construction | HRA Operation | SEA Construction | SEA Operation | Alternative Programme 4 (Central Alternative Pathway 1) Y/N | Alternative Programme 5 - (Central Alternative Pathway 2) Y/N | Alternative Programme 6 (Central Alternative Pathway 3) Y/N | Alternative Programme 7 (Central Alternative Pathway 4) Y/N
51dU | 1.01 | Standard compulsory metering: 95% metered by 2050 | Metering compulsory | Customer Options | WXWWSX | Unconstrained | N | [8 empty] | Standalone option - combined into scenario | N/A | N/A | 10.5
51dU | 1.02 | Standard compulsory metering: 95% metered by 2035 | Metering compulsory | Customer Options | WXWWSX | Unconstrained | N | [8 empty] | Standalone option - combined into scenario | N/A | N/A | 10.5
51dU | 1.03 | Smart metering - compulsory adaptive household roll out Phase 1 | Metering compulsory | Customer Options | WXWWSX | Unconstrained | N | [8 empty] | Standalone option - combined into scenario | N/A | N/A | 0.5
51dU | 1.04 | Smart metering - compulsory adaptive non-household roll out Phase 1 | Metering compulsory | Customer Options | WXWWSX | Unconstrained | N | [8 empty] | Standalone option - combined into scenario | N/A | N/A | 0.2
51dU | 1.05 | Smart metering - progressive compulsory household roll out - 90% by 2050 | Metering compulsory | Customer Options | WXWWSX | Unconstrained | N | [8 empty] | Standalone option - combined into scenario | N/A | N/A | 12
51dU | 1.06 | Smart metering - progressive compulsory NHH roll out - 90% by 2050 | Metering compulsory | Customer Options | WXWWSX | Unconstrained | N | [8 empty] | Standalone option - combined into scenario | N/A | N/A | 2.5
51dU | 1.07 | Smart metering - progressive compulsory household roll out - 90% by 2035 | Metering compulsory | Customer Options | WXWWSX | Unconstrained | N | [8 empty] | Standalone option - combined into scenario | N/A | N/A | 12
51dU | 1.08 | Smart metering - progressive compulsory NHH roll out - 90% by 2035 | Metering compulsory | Customer Options | WXWWSX | Unconstrained | N | [8 empty] | Standalone option - combined into scenario | N/A | N/A | 2.5
51dU | 1.09 | Smarter Metering - Compulsory AMR Metering | Metering compulsory | Customer Options | WXWWSX | Unconstrained | N | [8 empty] | Standalone option - combined into scenario | N/A | N/A | 2.5
51dU | 1.1 | Smarter Metering - Compulsory AMI Metering | Metering compulsory | Customer Options | WXWWSX | Unconstrained | N | [8 empty] | Standalone option - combined into scenario | N/A | N/A | 1.5
51dU | 2.01 | Optional standard metering enhanced promotion | Metering optants | Customer Options | WXWWSX | Unconstrained | N | [8 empty] | Uncertainty - yield | N/A | N/A | 1
51dU | 3.01 | Increasing meter reading frequency from six monthly to monthly - households | Metering other selective | Customer Options | WXWWSX | Unconstrained | N | [8 empty] | Constraints - feasibility | N/A | N/A | 2
51dU | 3.02 | Increasing meter reading frequency from six monthly to monthly non-households | Metering other selective | Customer Options | WXWWSX | Unconstrained | N | [8 empty] | Constraints - feasibility | N/A | N/A | 0.25
51dU | 3.03 | Smart metering - progressive optional household roll out | Metering other selective | Customer Options | WXWWSX | Unconstrained | N | [8 empty] | Uncertainty - yield | N/A | N/A | 1.5
51dU | 3.04 | Smart metering - progressive optional NHH roll out | Metering other selective | Customer Options | WXWWSX | Unconstrained | N | [8 empty] | Standalone option - combined into scenario | N/A | N/A | 1.7
51dU | 4.01 | Standard change of occupier household metering | Metering change of occupancy | Customer Options | WXWWSX | Unconstrained | N | [8 empty] | Standalone option - combined into scenario | N/A | N/A | 0.25
51dU | 4.02 | Smart metering - progressive household roll out for new change of occupier only | Metering change of occupancy | Customer Options | WXWWSX | Unconstrained | N | [8 empty] | Standalone option - combined into scenario | N/A | N/A | 0.15
51dU | 5.01 | Household water efficiency free pack for self installation | Water efficiency customer education / awareness | Customer Options | WXWWSX | Unconstrained | N | [8 empty] | Uncertainty - yield | N/A | N/A | 0.02
51dU | 5.02 | Online digital engagement for Smart metering | Water efficiency customer education / awareness | Customer Options | WXWWSX | Unconstrained | N | [8 empty] | Standalone option - combined into scenario | N/A | N/A | 0.25
51dU | 5.03 | Water efficiency programmes targeted at specific groups (e.g. community, religious groups) | Water efficiency customer education / awareness | Customer Options | WXWWSX | Unconstrained | N | [8 empty] | Uncertainty - promotability | N/A | N/A | 0.2
51dU | 5.04 | Targeted incentives scheme - Individual customer/community reward scheme linked to reduced water use | Water efficiency customer education / awareness | Customer Options | WXWWSX | Unconstrained | N | [8 empty] | Uncertainty - promotability | N/A | N/A | 0.5
51dU | 5.05 | Sector specific water efficiency advice e.g. partnerships with holiday rental companies Airbnb. | Water efficiency customer education / awareness | Customer Options | WXWWSX | Unconstrained | N | [8 empty] | Uncertainty - yield | N/A | N/A | 4
51dU | 5.06 | Water saving business visits - level 1 | Water efficiency customer education / awareness | Customer Options | WXWWSX | Unconstrained | N | [8 empty] | Standalone option - combined into scenario | N/A | N/A | 6
51dU | 5.07 | Rewards to water retailers for business water use savings. | Water efficiency customer education / awareness | Customer Options | WXWWSX | Unconstrained | N | [8 empty] | Uncertainty - yield | N/A | N/A | 0.75
51dU | 5.08 | Third Party - App for customer engagement | Water efficiency customer education / awareness | Customer Options | WXWWSX | Unconstrained | Y | [8 empty] | Uncertainty - yield | N/A | N/A | 1
51dU | 5.09 | Water saving business visits - level 2 | Water efficiency customer education / awareness | Customer Options | WXWWSX | Unconstrained | N | [8 empty] | Standalone option - combined into scenario | N/A | N/A | 0.25
51dU | 5.1 | Water saving business visits - level 3 | Water efficiency customer education / awareness | Customer Options | WXWWSX | Unconstrained | N | [8 empty] | Standalone option - combined into scenario | N/A | N/A | 6
51dU | 6.01 | Home Check - Level 1 | Household water audit | Customer Options | WXWWSX | Unconstrained | N | [8 empty] | Uncertainty - yield | N/A | N/A | 4
51dU | 6.02 | Home Check - Level 2 | Household water audit | Customer Options | WXWWSX | Unconstrained | N | [8 empty] | Standalone option - combined into scenario | N/A | N/A | 0.5
51dU | 6.03 | Home Check - Level 3 | Household water audit | Customer Options | WXWWSX | Unconstrained | N | [8 empty] | Standalone option - combined into scenario | N/A | N/A | 0.25
51dU | 7.01 | Appliance subsidies (rebates for water efficient devices and appliances) | Retrofitting indoor water efficiency devices | Customer Options | WXWWSX | Unconstrained | N | [8 empty] | Uncertainty - promotability | N/A | N/A | 0.5
51dU | 7.02 | Appliance exchange schemes | Retrofitting indoor water efficiency devices | Customer Options | WXWWSX | Unconstrained | N | [8 empty] | Uncertainty - promotability | N/A | N/A | 1
51dU | 7.03 | Plumbers installation of water efficient goods (e.g. dual flush toilets low flush toilets, tap inserts) | Retrofitting indoor water efficiency devices | Customer Options | WXWWSX | Unconstrained | N | [8 empty] | Uncertainty - yield | N/A | N/A | 0.25
51dU | 7.04 | Grey water recycling retrofitting to existing properties. | Retrofitting indoor water efficiency devices | Customer Options | WXWWSX | Unconstrained | N | [8 empty] | Uncertainty - cost | N/A | N/A | 0.25
51dU | 8.01 | Pay per use appliances (e.g. Miele bundles subscription) | Other water efficiency | Customer Options | WXWWSX | Unconstrained | N | [8 empty] | Uncertainty - promotability | N/A | N/A | 0.25
51dU | 8.02 | Leaky Loos' Wastage Fix: large scale targeted fixes | Other water efficiency | Customer Options | WXWWSX | Unconstrained | N | [8 empty] | Uncertainty - yield | N/A | N/A | 0.1
51dU | 8.03 | Partnerships/targeting of large/small developers to install water efficient devices | Other water efficiency | Customer Options | WXWWSX | Unconstrained | N | [8 empty] | Uncertainty - requires government intervention | N/A | N/A | 0.25
51dU | 8.04 | Water retailer save | Other water efficiency | Customer Options | WXWWSX | Unconstrained | N | [8 empty] | Constraints - feasibility | N/A | N/A | 0.05
51dU | 8.05 | Targeted water efficiency information/advice for designer of hot water systems and purchasers of water using appliances | Other water efficiency | Customer Options | WXWWSX | Unconstrained | N | [8 empty] | Uncertainty - requires government intervention | N/A | N/A | 1.2
51dU | 8.06 | Reducing infrastructure connection charge for properties built to a high water efficiency standard | Other water efficiency | Customer Options | WXWWSX | Unconstrained | N | [8 empty] | Uncertainty - yield | N/A | N/A | 2
51dU | 8.07 | Interest free loans | Other water efficiency | Customer Options | WXWWSX | Unconstrained | N | [8 empty] | Uncertainty - promotability | N/A | N/A | 0.25
51dU | 8.08 | Water labelling - with minimum standards | Other water efficiency | Customer Options | WXWWSX | Unconstrained | N | [8 empty] | Uncertainty - requires government intervention | N/A | N/A | 0.5
51dU | 8.09 | Water labelling - with no minimum standards | Other water efficiency | Customer Options | WXWWSX | Unconstrained | N | [8 empty] | Uncertainty - requires government intervention | N/A | N/A | 0.5
51dU | 8.1 | New development standards - water neutrality | Other water efficiency | Customer Options | WXWWSX | Unconstrained | N | [8 empty] | Uncertainty - requires government intervention | N/A | N/A | 43
51dU | 8.11 | New home standards - mandatory | Other water efficiency | Customer Options | WXWWSX | Unconstrained | N | [8 empty] | Uncertainty - requires government intervention | N/A | N/A | 21
51dU | 8.12 | Combined research into reducing water demand | Other water efficiency | Customer Options | WXWWSX | Unconstrained | N | [8 empty] | Uncertainty - yield | N/A | N/A | 5
51dU | 8.13 | Supplementary or alternative non-PWS supply | Other water efficiency | Customer Options | WXWWSX | Unconstrained | N | [8 empty] | Uncertainty - cost | N/A | N/A | 4.2
51dU | 8.14 | Reuse treated wastewater effluent as an alternative supply. This reclaimed water could be used for industrial/commercial use rather than potable water (drinking water). | Other water efficiency | Customer Options | WXWWSX | Unconstrained | N | [8 empty] | Constraints - feasibility | N/A | N/A | 2
51dU | 8.15 | Support agricultural users or large users of mains supply during peak periods, to develop storage facilities | Other water efficiency | Customer Options | WXWWSX | Unconstrained | N | [8 empty] | Uncertainty - promotability | N/A | N/A | 0.25
51dU | 8.16 | A third party takes ownership for water management of new large scale commercial developments driving down demand by integrating water efficiency and water conservation in to new build . | Other water efficiency | Customer Options | WXWWSX | Unconstrained | Y | [8 empty] | Constraints - feasibility | N/A | N/A | 2.14
51dU | 8.17 | Third party - aerial camera survey to identify unmetered usage | Other water efficiency | Customer Options | WXWWSX | Unconstrained | Y | [8 empty] | Uncertainty - promotability | N/A | N/A | 0.5
51dU | 9.01 | Increasing block tariffs | Tariff | Customer Options | WXWWSX | Unconstrained | N | [8 empty] | Uncertainty - promotability | N/A | N/A | 0.15
51dU | 9.02 | Resource availability tariffs | Tariff | Customer Options | WXWWSX | Unconstrained | N | [8 empty] | Uncertainty - promotability | N/A | N/A | 0.1
51dU | 9.03 | Variable tariffs | Tariff | Customer Options | WXWWSX | Unconstrained | N | [8 empty] | Uncertainty - promotability | N/A | N/A | 1
51dU | 9.04 | Consumption tariff | Tariff | Customer Options | WXWWSX | Unconstrained | N | [8 empty] | Uncertainty - promotability | N/A | N/A | 0.75
51dU | 9.05 | Seasonal tariffs | Tariff | Customer Options | WXWWSX | Unconstrained | N | [8 empty] | Uncertainty - promotability | N/A | N/A | 0.5
51dU | 9.06 | Community reward tariff | Tariff | Customer Options | WXWWSX | Unconstrained | N | [8 empty] | Uncertainty - yield | N/A | N/A | 1
51dU | 9.07 | Drought awareness tariff | Tariff | Customer Options | WXWWSX | Unconstrained | N | [8 empty] | Uncertainty - promotability | N/A | N/A | 1.5
51dU | 9.08 | Individual reward tariff | Tariff | Customer Options | WXWWSX | Unconstrained | N | [8 empty] | Uncertainty - promotability | N/A | N/A | 0.5
51dU | 9.09 | Penalty charge tariff | Tariff | Customer Options | WXWWSX | Unconstrained | N | [8 empty] | Uncertainty - promotability | N/A | N/A | 1
51dU | 9.1 | Transparent charging | Tariff | Customer Options | WXWWSX | Unconstrained | N | [8 empty] | Uncertainty - promotability | N/A | N/A | 0.5
51dU | 9.11 | Trading | Tariff | Customer Options | WXWWSX | Unconstrained | N | [8 empty] | Uncertainty - promotability | N/A | N/A | 1
51dU | 9.12 | Lower charges for major customers with a significant water resource storage | Tariff | Customer Options | WXWWSX | Unconstrained | N | [8 empty] | Uncertainty - promotability | N/A | N/A | 0.5
51dU | 9.13 | Interruptible industrial supplies tariff | Tariff | Customer Options | WXWWSX | Unconstrained | N | [8 empty] | Uncertainty - promotability | N/A | N/A | 0.25
51dU | 9.14 | Benchmarked rising block business tariffs | Tariff | Customer Options | WXWWSX | Unconstrained | N | [8 empty] | Uncertainty - promotability | N/A | N/A | 22.93
51dU | 9.15 | Industrial spot pricing | Tariff | Customer Options | WXWWSX | Unconstrained | N | [8 empty] | Uncertainty - promotability | N/A | N/A | 7.98
51dP | 9.16 | Temporary use bans | Tariff | Customer Options | WXWWSX | Preferred | N |  | N/A | Y | Y | Y | Y | Y | Y | N/A | N/A | N/A | 22.93 | 0 | 2025-26 |  |  |  | 3.8293 | 22.93 | NA | NA | NA |  | 1.6269 |  | NA | NA | NA | NA | NA | NA | NA | NA | NA | NA | NA | NA | NA | NA | NA | NA | NA | NA | NA | Y | Y | Y | Y
51dU | 9.17 | Non essential use bans | Tariff | Customer Options | WXWWSX | Unconstrained | N | [8 empty] | Uncertainty - promotability | N/A | N/A | 6.51
51dU | 9.18 | Reduced levels of service and rota cuts | Tariff | Customer Options | WXWWSX | Unconstrained | N | [8 empty] | Constraints - feasibility | N/A | N/A | 2
51dP | 9.19 | Reduced levels of service, moving to 1:500 to 1:200 | Tariff | Customer Options | WXWWSX | Preferred | N |  | N/A | Y | Y | Y | Y | Y | Y | N/A | N/A | N/A | 6.51 | 0 | 2025-26 |  |  |  | 0.14322 | 0.3255 | NA | NA | NA |  | 0 |  | NA | NA | NA | NA | NA | NA | NA | NA | NA | NA | NA | NA | NA | NA | NA | NA | NA | NA | NA | Y | Y | Y | Y
51dU | 10.01 | Rainwater harvesting is included in new developments to meet planning conditions - community developments | Rainwater harvesting | Customer Options | WXWWSX | Unconstrained | N | [8 empty] | Constraints - feasibility | N/A | N/A | 0.7
51dU | 10.02 | Home retrofit of rainwater harvesting | Rainwater harvesting | Customer Options | WXWWSX | Unconstrained | N | [8 empty] | Constraints - feasibility | N/A | N/A | 0.25
51dU | 10.03 | Rainshare - Communities direct harvested rainwater into a centralised shared resource | Rainwater harvesting | Customer Options | WXWWSX | Unconstrained | N | [8 empty] | Constraints - feasibility | N/A | N/A | 0.5
51dU | 10.04 | Rainwater harvesting is included in new developments to meet planning conditions - commercial/public sector developments -single or multiple | Rainwater harvesting | Customer Options | WXWWSX | Unconstrained | N | [8 empty] | Uncertainty - requires government intervention | N/A | N/A | 0.25
51dU | 10.05 | Rainwater harvesting feasibility assessment and/or subsidised installation - target large water users | Rainwater harvesting | Customer Options | WXWWSX | Unconstrained | N | [8 empty] | Uncertainty - cost | N/A | N/A | 0.25
51dU | 10.06 | Rainwater harvesting - target large water users | Rainwater harvesting | Customer Options | WXWWSX | Unconstrained | N | [8 empty] | Uncertainty - cost | N/A | N/A | 0.37
51dU | 10.07 | Rainwater harvesting - agriculture sector | Rainwater harvesting | Customer Options | WXWWSX | Unconstrained | N | [8 empty] | Constraints - feasibility | N/A | N/A | 0.1
51dU | 11.01 | Business Efficiency Visits (BEV) - water efficiency audit - in person audit, fix and retrofit, targeted at specific sectors/businesses | Non-household water audit | Customer Options | WXWWSX | Unconstrained | N | [8 empty] | Standalone option - combined into scenario | N/A | N/A | 0.3
51dU | 11.02 | Business Efficiency Visits (HEV) - water efficiency audit - in person audit targeted at specific sectors/businesses | Non-household water audit | Customer Options | WXWWSX | Unconstrained | N | [8 empty] | Standalone option - combined into scenario | N/A | N/A | 0.25
51dU | 11.03 | Business Efficiency Visits (HEV) - leakage detection - in person targeted at specific sectors/businesses | Non-household water audit | Customer Options | WXWWSX | Unconstrained | N | [8 empty] | Uncertainty - yield | N/A | N/A | 0.12
51dU | 11.04 | Business Efficiency Visits (HEV) - process water efficiency audit/leakage detection - in person targeted at agriculture sector | Non-household water audit | Customer Options | WXWWSX | Unconstrained | N | [8 empty] | Uncertainty - yield | N/A | N/A | 2.5
51dU | 11.05 | Business Efficiency Visit (BEV) - process water efficiency audit/leakage detection. | Non-household water audit | Customer Options | WXWWSX | Unconstrained | N | [8 empty] | Uncertainty - yield | N/A | N/A | 0.06
51dU | 11.06 | Business Efficiency Visit (BEV) - water efficiency audit/leakage detection - in person targeted at leisure sector (golf) | Non-household water audit | Customer Options | WXWWSX | Unconstrained | N | [8 empty] | Uncertainty - yield | N/A | N/A | 2.5
51dU | 11.07 | Virtual Business Efficiency Visit (VBEV) - water efficiency audit with free water efficient devices | Non-household water audit | Customer Options | WXWWSX | Unconstrained | N | [8 empty] | Uncertainty - yield | N/A | N/A | 3.5
51cU | 12.01 | Active Leakage Control | Active leakage management | Distribution Options | WXWWSX | Unconstrained | N | [8 empty] | Standalone option - combined into scenario | N/A | N/A | 0.6
51cU | 12.02 | Active Leakage Control - Standard ALC | Active leakage management | Distribution Options | WXWWSX | Unconstrained | N | [8 empty] | Standalone option - combined into scenario | N/A | N/A | 2.5
51cU | 12.03 | Active Leakage Control - Lift and Shift | Active leakage management | Distribution Options | WXWWSX | Unconstrained | N | [8 empty] | Standalone option - combined into scenario | N/A | N/A | 1
51cU | 12.04 | Active Leakage Control - Enhanced/Intensive ALC | Active leakage management | Distribution Options | WXWWSX | Unconstrained | N | [8 empty] | Standalone option - combined into scenario | N/A | N/A | 1
51cU | 13.01 | Leakage Driven Asset Renewal | Mains replacement (not trunk mains) | Distribution Options | WXWWSX | Unconstrained | N | [8 empty] | Standalone option - combined into scenario | N/A | N/A | 1.5
51cU | 13.02 | Leakage Driven Asset Renewal - service reservoirs | Mains replacement (not trunk mains) | Distribution Options | WXWWSX | Unconstrained | N | [8 empty] | Standalone option - combined into scenario | N/A | N/A | 1
51cU | 13.03 | Mains Replacement - Asset Renewal Mains Only | Mains replacement (not trunk mains) | Distribution Options | WXWWSX | Unconstrained | N | [8 empty] | Standalone option - combined into scenario | N/A | N/A | 2.5
51cU | 13.04 | Mains Replacement - Asset Renewal Mains and Comms | Mains replacement (not trunk mains) | Distribution Options | WXWWSX | Unconstrained | N | [8 empty] | Standalone option - combined into scenario | N/A | N/A | 1
51cU | 13.05 | Mains Replacement - Asset Renewal Mains, Comms and CSP | Mains replacement (not trunk mains) | Distribution Options | WXWWSX | Unconstrained | N | [8 empty] | Standalone option - combined into scenario | N/A | N/A | 0
51cU | 13.06 | Service Reservoir Overflow Prevention | Mains replacement (not trunk mains) | Distribution Options | WXWWSX | Unconstrained | N | [8 empty] | Standalone option - combined into scenario | N/A | N/A | 0
51cU | 14.01 | Smarter network monitoring | Other leakage control | Distribution Options | WXWWSX | Unconstrained | N | [8 empty] | Standalone option - combined into scenario | N/A | N/A | 4
51cU | 14.02 | Customer Side Leakage Repairs | Other leakage control | Distribution Options | WXWWSX | Unconstrained | N | [8 empty] | Standalone option - combined into scenario | N/A | N/A | 1.5
51cU | 14.03 | Smarter Leakage Monitoring - New and Improved Control Zones | Other leakage control | Distribution Options | WXWWSX | Unconstrained | N | [8 empty] | Standalone option - combined into scenario | N/A | N/A | 0.5
51cU | 14.04 | Smarter Leakage Monitoring - Logger Upgrade | Other leakage control | Distribution Options | WXWWSX | Unconstrained | N | [8 empty] | Standalone option - combined into scenario | N/A | N/A | 4
51cU | 14.05 | Smarter Leakage Monitoring - Flow Meter Upgrade | Other leakage control | Distribution Options | WXWWSX | Unconstrained | N | [8 empty] | Standalone option - combined into scenario | N/A | N/A | 3
51cU | 14.06 | Smarter Leakage Monitoring - More Loggers and Intelligent Analysis Software | Other leakage control | Distribution Options | WXWWSX | Unconstrained | N | [8 empty] | Standalone option - combined into scenario | N/A | N/A | 5
51cU | 14.07 | Smarter Leakage Monitoring - Permanent Acoustic Loggers | Other leakage control | Distribution Options | WXWWSX | Unconstrained | N | [8 empty] | Standalone option - combined into scenario | N/A | N/A | 0
51cU | 14.08 | Customer Repair Policy - No excessive CSP repair cost limit | Other leakage control | Distribution Options | WXWWSX | Unconstrained | N | [8 empty] | Standalone option - combined into scenario | N/A | N/A | 6
51cU | 15.01 | Leakage driven pressure management - network reconfiguration | Pressure management | Distribution Options | WXWWSX | Unconstrained | N | [8 empty] | Standalone option - combined into scenario | N/A | N/A | 1
51cU | 15.02 | Leakage driven pressure management - CALM networks | Pressure management | Distribution Options | WXWWSX | Unconstrained | N | [8 empty] | Standalone option - combined into scenario | N/A | N/A | 4
51cU | 15.03 | Pressure Management - Advanced Pressure Management | Pressure management | Distribution Options | WXWWSX | Unconstrained | N | [8 empty] | Standalone option - combined into scenario | N/A | N/A | 1.5
51cU | 15.04 | Pressure Management - CALM Network | Pressure management | Distribution Options | WXWWSX | Unconstrained | N | [8 empty] | Standalone option - combined into scenario | N/A | N/A | 4
51cU | 16.01 | Trunk main leakage reduction | Trunk mains renewal/new | Distribution Options | WXWWSX | Unconstrained | N | [8 empty] | Standalone option - combined into scenario | N/A | N/A | 1.5
51cU | 16.02 | Trunk Mains Management - Flow Monitoring Zones | Trunk mains renewal/new | Distribution Options | WXWWSX | Unconstrained | N | [8 empty] | Standalone option - combined into scenario | N/A | N/A | 2.5
51cU | 16.03 | Trunk Mains Management - Trunk Mains Loggers | Trunk mains renewal/new | Distribution Options | WXWWSX | Unconstrained | N | [8 empty] | Standalone option - combined into scenario | N/A | N/A | 3
51cU | 16.04 | Trunk Mains Management - TM Asset Renewal | Trunk mains renewal/new | Distribution Options | WXWWSX | Unconstrained | N | [8 empty] | Standalone option - combined into scenario | N/A | N/A | 3
51cU | 16.05 | Trunk Mains Management - TM ALC Effort Uplift | Trunk mains renewal/new | Distribution Options | WXWWSX | Unconstrained | N | [8 empty] | Standalone option - combined into scenario | N/A | N/A | 6
51aU | 17.01 | Leakage technology investments | New technology | Resource Options | WXWWSX | Unconstrained | N | [8 empty] | Standalone option - combined into scenario | N/A | N/A | 6
51aU | 17.02 | Leak Free Mains | New technology | Resource Options | WXWWSX | Unconstrained | N | [8 empty] | Standalone option - combined into scenario | N/A | N/A | 1
51aU | 17.03 | Leakage Technology - ALC Repairs Future Tech | New technology | Resource Options | WXWWSX | Unconstrained | N | [8 empty] | Standalone option - combined into scenario | N/A | N/A | 2
51aU | 17.04 | Leakage Technology - Asset Renewal Future Tech | New technology | Resource Options | WXWWSX | Unconstrained | N | [8 empty] | Standalone option - combined into scenario | N/A | N/A | 1
51aU | 17.05 | Leak Free Mains | New technology | Resource Options | WXWWSX | Unconstrained | N | [8 empty] | Standalone option - combined into scenario | N/A | N/A | 0.2
51aU | 17.06 | Leak Free Mains with Comms Renewal | New technology | Resource Options | WXWWSX | Unconstrained | N | [8 empty] | Standalone option - combined into scenario | N/A | N/A | 5
51aU | 17.07 | Leak Free Mains with Comms and CSP Renewal | New technology | Resource Options | WXWWSX | Unconstrained | N | [8 empty] | Standalone option - combined into scenario | N/A | N/A | 20
51cF | 18.01 | Somerset Spine main upgrade | Internal potable transfer | Distribution Options | WXWWSX | Feasible | N |  | 18.1 | N | N | N | N | N | N | N/A | WXWWSX | WXWWSX | 6 | 9 | NA |  |  |  | 0 | 0 | 13121.496 | 1084.05 | 476.982 |  | 0 |  | -7.2 | -2 | NA | -1 | NA | -1 | NA | -3 | NA | -1 | NA | NA | NA | Minor | - | Uncertain | Negligible | 7 | 12 | N | N | N | N
51cF | 18.02 | CALM main upgrade and reversal | Internal potable transfer | Distribution Options | WXWWSX | Feasible | N |  | 18.01 | N | N | N | N | N | N | N/A | WXWWSX | WXWWSX | 20 | 9 | NA |  |  |  | 8.8 | 20 | 21474.942 | 8358.5 | 3677.74 |  | 31.8383 |  | -10.8 | -3 | NA | -2 | NA | -1 | NA | -3 | NA | -1 | NA | NA | NA | Minor | - | Low | Uncertain | 2 | 11 | N | N | N | N
51cU | 18.03 | Malmesbury to Chippenham to Bath transfer upgrade | External potable bulk supply/transfer | Distribution Options | WXWWSX | Unconstrained | N | [8 empty] | Uncertainty - source | WXWWSX | WXWWSX | 30
51cU | 18.04 | North Grid to North transfer upgrade | Internal potable transfer | Distribution Options | WXWWSX | Unconstrained | N | [8 empty] | Option combined upon review | WXWWSX | WXWWSX | 0
51cU | 18.05 | Melksham to Devizes new connection | Internal potable transfer | Distribution Options | WXWWSX | Unconstrained | N | [8 empty] | Option combined upon review | WXWWSX | WXWWSX | 0
51cU | 18.06 | South Bath to North Bath New Connection | Internal potable transfer | Distribution Options | WXWWSX | Unconstrained | N | [8 empty] | Option combined upon review | WXWWSX | WXWWSX | 45
51cU | 18.07 | Bristol to Bath transfer increase | External potable bulk supply/transfer | Distribution Options | WXWWSX | Unconstrained | Y | [8 empty] | Option combined upon review | WXWWSX | WXWWSX | 75
51cU | 18.08 | Frome (Bristol Water) to Wessex Grid connection | External potable bulk supply/transfer | Distribution Options | WXWWSX | Unconstrained | Y | [8 empty] | Alternative options with lower impact | WXWWSX | WXWWSX | 10
51cF | 18.09 | Chippenham to Devizes transfer upgrade | Internal potable transfer | Distribution Options | WXWWSX | Feasible | N |  | 18.28 | N | N | N | N | N | N | N/A | WXWWSX | WXWWSX | 8 | 9 | NA |  |  |  | 0 | 0 | 3286.629 | 295.65 | 130.086 |  | 0 |  | -5.6 | -1 | NA | -2 | NA | -1 | NA | -2 | NA | -1 | NA | NA | NA | Minor | - | Low | Negligible | 5 | 12 | N | N | N | N
51cF | 18.1 | West Somerset Reservoirs transfer upgrade | Internal potable transfer | Distribution Options | WXWWSX | Feasible | N |  | N/A | N | N | N | N | Y | Y | N/A | WXWWSX | WXWWSX | 6 | 6 | NA |  |  |  | 0 | 0 | 39.317 | 1234.065 | 542.9886 |  | 0 |  | -6.6 | -1 | NA | -1 | NA | -1 | NA | -1 | NA | -3 | NA | NA | NA | None | - | Low | Uncertain | 18 | 11 | N | N | N | N
51cU | 18.11 | South Bath Source transfer upgrade I | Internal potable transfer | Distribution Options | WXWWSX | Unconstrained | N | [8 empty] | Uncertainty - yield | WXWWSX | WXWWSX | 75
51cU | 18.12 | South Bath to Trowbridge transfer upgrade | Internal potable transfer | Distribution Options | WXWWSX | Unconstrained | N | [8 empty] | Option combined upon review | WXWWSX | WXWWSX | 5
51cU | 18.13 | Bristol Import to North Bath transfer upgrade | Internal potable transfer | Distribution Options | WXWWSX | Unconstrained | N | [8 empty] | Uncertainty - yield | WXWWSX | WXWWSX | 20
51cU | 18.14 | Malmesbury to Chippenham transfer reversal | Internal potable transfer | Distribution Options | WXWWSX | Unconstrained | N | [8 empty] | Uncertainty - dependencies | WXWWSX | WXWWSX | 0.5
51cU | 18.15 | Amesbury to Upavon transfer upgrade | Internal potable transfer | Distribution Options | WXWWSX | Unconstrained | N | [8 empty] | Option combined upon review | WXWWSX | WXWWSX | 1
51cU | 18.16 | North Weymouth network automation | Internal potable transfer | Distribution Options | WXWWSX | Unconstrained | N | [8 empty] | Option combined upon review | WXWWSX | WXWWSX | 1
51cU | 18.17 | Wylye valley source transfer upgrade I | Internal potable transfer | Distribution Options | WXWWSX | Unconstrained | N | [8 empty] | Uncertainty - peak benefit | WXWWSX | WXWWSX | 0.5
51cU | 18.18 | Yeovil transfer upgrade | Internal potable transfer | Distribution Options | WXWWSX | Unconstrained | N | [8 empty] | Option combined upon review | WXWWSX | WXWWSX | 30
51cU | 18.19 | Wood Hill SR to Burton Road WTC reversal | Internal potable transfer | Distribution Options | WXWWSX | Unconstrained | N | [8 empty] | Option combined upon review | WXWWSX | WXWWSX | 6
51cU | 18.2 | East West Main reversal | Internal potable transfer | Distribution Options | WXWWSX | Unconstrained | N | [8 empty] | Option combined upon review | WXWWSX | WXWWSX | 4.5
51cU | 18.21 | Pewsey network upgrade | Internal potable transfer | Distribution Options | WXWWSX | Unconstrained | N | [8 empty] | Option combined upon review | WXWWSX | WXWWSX | 1.5
51cU | 18.22 | Holton Heath transfer upgrade | Internal potable transfer | Distribution Options | WXWWSX | Unconstrained | N | [8 empty] | Uncertainty - dependencies | WXWWSX | WXWWSX | 0.2
51cU | 18.23 | South Bath Source transfer upgrade II | Internal potable transfer | Distribution Options | WXWWSX | Unconstrained | N | [8 empty] | Uncertainty - yield | WXWWSX | WXWWSX | 15
51cU | 18.24 | Nadder Valley Source transfer upgrade | Internal potable transfer | Distribution Options | WXWWSX | Unconstrained | N | [8 empty] | Uncertainty - yield | WXWWSX | WXWWSX | 15
51cU | 18.25 | Somerset Spine Main to Grid | Internal potable transfer | Distribution Options | WXWWSX | Unconstrained | N | [8 empty] | Option combined upon review | WXWWSX | WXWWSX | 25
51cF | 18.26 | Bristol import increase towards Trowbridge | External potable bulk supply/transfer | Distribution Options | WXWWSX | Feasible | Y |  | N/A | N | N | N | N | N | N | N/A | WXWWSX | WXWWSX | 7 | 9 | NA |  |  |  | 3.08 | 7 | 3257.405 | 191.625 | 84.315 |  | 31.0247 |  | -7 | -3 | NA | -1 | NA | -1 | NA | -2 | NA | -1 | NA | NA | NA | Minor | - | Low | Uncertain | 6 | 12 | N | N | N | N
51cF | 18.29 | Bristol import increase at Bath | External potable bulk supply/transfer | Distribution Options | WXWWSX | Feasible | Y |  | N/A | N | N | N | N | N | N | N/A | BWXBRS | WXWWSX | 7 | 9 | NA |  |  |  | 3.08 | 7 | 3257.405 | 191.625 | 84.315 |  | 31.0247 |  | -4 | -1 | NA | -1 | NA | -1 | NA | -1 | NA | -1 | NA | NA | NA | Minor | - | Low | Uncertain | 4 | 12 | N | N | N | N
51cF | 18.27 | Pewsey Resilience | Internal potable transfer | Distribution Options | WXWWSX | Feasible | N |  | N/A | N | N | N | N | N | N | N/A | WXWWSX | WXWWSX | 1.15 | 6 | NA |  |  |  | 0.506 | 1.15 | 331.645 | 693.8468 | 305.2926 |  | 105.7051 |  | -3 | -1 | NA | -1 | NA | -1 | NA | -1 | NA | -1 | NA | NA | NA | None | - | Low | Negligible | 16 | 12 | N | N | N | N
51cF | 18.28 | North Bath Resilience | Internal potable transfer | Distribution Options | WXWWSX | Feasible | Y |  | N/A | N | Y | N | N | N | Y | N/A | WXWWSX | WXWWSX | 3 | 6 | NA |  |  |  | 1.2 | 3 | 31.448 | 204.765 | 81.906 |  | 111.2943 |  | -17.6 | -3 | NA | -3 | NA | -2 | NA | -1 | NA | -3 | NA | NA | NA | None | - | Negligible | Low | 6 | 10 | N | N | N | N
51aU | 19.01 | Bridgwater (Wessex) to Burnham (Bristol) | External raw water bulk supply/transfer | Resource Options | WXWWSX | Unconstrained | Y | [8 empty] | Uncertainty - yield | WXWWSX | WXWWSX | 12
51aU | 19.02 | West Country Southern Water Transfer - SWW Reservoir | External raw water bulk supply/transfer | Resource Options | WXWWSX | Unconstrained | Y | [8 empty] | Environmental impact - emissions | WXWWSX | WXWWSX | 7
51aF | 19.03 | SWW Reservoir Pump Storage - Tiverton to Taunton Transfer | External raw water bulk supply/transfer | Resource Options | WXWWSX | Feasible | N |  | N/A | N | N | N | N | N | N | N/A | WXWWSX | WXWWSX | 10 | 15 | NA |  |  |  | 4.4 | 10 | 78299.726 | 18658.8 | 8209.872 |  | 322.7692 |  | -10.8 | -3 | NA | -2 | NA | -1 | NA | -3 | NA | -1 | NA | NA | NA | High | Not Compliant - Risk | Low | Uncertain | 2 | 5 | N | N | N | N
51aU | 19.04 | SWW Reservoir Pump Storage - Increase in Wessex water take from Shared Reservoir | External raw water bulk supply/transfer | Resource Options | WXWWSX | Unconstrained | Y | [8 empty] | Uncertainty - cost | WXWWSX | WXWWSX | 1.3
51aU | 19.05 | Pumped storage: Bristol Avon | External raw water bulk supply/transfer | Resource Options | WXWWSX | Unconstrained | Y | [8 empty] | Option combined upon review | WXWWSX | WXWWSX | 0.6
51aF | 19.06 | Severn-Thames Transfer: WCWRG only at 15Ml/d | External raw water bulk supply/transfer | Resource Options | WXWWSX | Feasible | Y |  | N/A | N | N | N | N | N | N | N/A | WXWWSX | WXWWSX | 15 | 15 | NA |  |  |  | 6.6 | 15 | 34427.432 | 7878.525 | 3466.551 |  | 84.3062 |  | -10.8 | -3 | NA | -2 | NA | -1 | NA | -3 | NA | -1 | NA | NA | NA | Minor | - | Low | Uncertain | 2 | 12 | N | N | N | N
51aF | 19.07 | Severn-Thames Transfer: WCWRG only at 30Ml/d | External raw water bulk supply/transfer | Resource Options | WXWWSX | Feasible | Y |  | N/A | N | N | N | N | N | N | N/A | WXWWSX | WXWWSX | 30 | 15 | NA |  |  |  | 13.2 | 30 | 54967.314 | 13884.6 | 6109.224 |  | 64.9559 |  | -10.8 | -3 | NA | -2 | NA | -1 | NA | -3 | NA | -1 | NA | NA | NA | Minor | - | Low | Uncertain | 2 | 12 | N | N | N | N
51aU | 19.08 | Severn-Thames Transfer: WCWRG only at 45Ml/d | External raw water bulk supply/transfer | Resource Options | WXWWSX | Unconstrained | Y | [8 empty] | Uncertainty - cost | WXWWSX | WXWWSX | 0.06
51aU | 19.09 | Severn-Thames Transfer: WCWRG only at 75Ml/d | External raw water bulk supply/transfer | Resource Options | WXWWSX | Unconstrained | Y | [8 empty] | Uncertainty - cost | WXWWSX | WXWWSX | 3
51aF | 19.1 | Severn-Thames Transfer: multiple receivers at 15Ml/d | External raw water bulk supply/transfer | Resource Options | WXWWSX | Feasible | Y |  | N/A | N | N | N | N | N | N | N/A | WXWWSX | WXWWSX | 15 | 15 | NA |  |  |  | 6.6 | 15 | 34427.432 | 7878.525 | 3466.551 |  | 87.7304 |  | -10.8 | -3 | NA | -2 | NA | -1 | NA | -3 | NA | -1 | NA | NA | NA | Minor | - | Low | Uncertain | 2 | 12 | N | N | N | N
51aF | 19.11 | Severn-Thames Transfer: multiple receivers at 30Ml/d | External raw water bulk supply/transfer | Resource Options | WXWWSX | Feasible | Y |  | N/A | N | N | N | N | N | N | N/A | WXWWSX | WXWWSX | 30 | 15 | NA |  |  |  | 13.2 | 30 | 54967.314 | 13884.6 | 6109.224 |  | 68.5657 |  | -10.8 | -3 | NA | -2 | NA | -1 | NA | -3 | NA | -1 | NA | NA | NA | Minor | - | Low | Uncertain | 2 | 12 | N | N | N | N
51aU | 19.12 | Severn-Thames Transfer: multiple receivers at 45Ml/d | External raw water bulk supply/transfer | Resource Options | WXWWSX | Unconstrained | Y | [8 empty] | Uncertainty - cost | WXWWSX | WXWWSX | 1.1
51aU | 19.13 | Severn-Thames Transfer: multiple receivers at 75Ml/d | External raw water bulk supply/transfer | Resource Options | WXWWSX | Unconstrained | Y | [8 empty] | Uncertainty - cost | WXWWSX | WXWWSX | 0.5
51cU | 20.01 | Transfer from SWW-Bournemouth to WW | External potable bulk supply/transfer | Distribution Options | WXWWSX | Unconstrained | Y | [8 empty] | Option combined upon review | WXWWSX | WXWWSX | 1.2
51cU | 20.02 | Tankering of water | External potable bulk supply/transfer | Distribution Options | WXWWSX | Unconstrained | N | [8 empty] | Constraints - feasibility | WXWWSX | WXWWSX | 6
51cU | 21.01 | Calne Sources new transfer I | Internal potable transfer | Distribution Options | WXWWSX | Unconstrained | N | [8 empty] | Option combined upon review | WXWWSX | WXWWSX | 10
51cU | 21.02 | Calne Sources new transfer II | Internal potable transfer | Distribution Options | WXWWSX | Unconstrained | N | [8 empty] | Uncertainty - dependencies | WXWWSX | WXWWSX | 0.7
51cU | 21.03 | Western Arm Sources new transfer | Internal potable transfer | Distribution Options | WXWWSX | Unconstrained | N | [8 empty] | Option combined upon review | WXWWSX | WXWWSX | 5
51cU | 21.04 | Sturminster Newton network extension | Internal potable transfer | Distribution Options | WXWWSX | Unconstrained | N | [8 empty] | Uncertainty - yield | WXWWSX | WXWWSX | 7
51cU | 21.05 | Wylye valley source transfer upgrade II | Internal potable transfer | Distribution Options | WXWWSX | Unconstrained | N | [8 empty] | Uncertainty - yield | WXWWSX | WXWWSX | 5
51cF | 21.06 | Yeovil to Dorchester area new transfer | Internal potable transfer | Distribution Options | WXWWSX | Feasible | N |  |  | N | N | N | N | N | N | N/A | WXWWSX | WXWWSX | 14 | 9 | NA |  |  |  | 6.16 | 14 | 16656.814 | 15784.79 | 6945.3076 |  | 34.3986 |  | -10.8 | -3 | NA | -2 | NA | -1 | NA | -3 | NA | -1 | NA | NA | NA | Minor | - | Uncertain | Uncertain | 5 | 8 | N | N | N | N
51cU | 21.07 | North West Somerset Non-Household transfer | Internal potable transfer | Distribution Options | WXWWSX | Unconstrained | N | [8 empty] | Uncertainty - yield | WXWWSX | WXWWSX | 5.7
51cU | 21.08 | Sherborne network upgrades and new connections | Internal potable transfer | Distribution Options | WXWWSX | Unconstrained | N | [8 empty] | Uncertainty - yield | WXWWSX | WXWWSX | 3
51cU | 21.09 | Somerset Spine main to Purbeck | Internal potable transfer | Distribution Options | WXWWSX | Unconstrained | N | [8 empty] | Option combined upon review | WXWWSX | WXWWSX | 5
51cF | 21.1 | Bristol import increase towards Chippenham | External potable bulk supply/transfer | Distribution Options | WXWWSX | Feasible | Y |  | N/A | N | N | N | N | N | N | N/A | WXWWSX | WXWWSX | 6 | 9 | NA |  |  |  | 2.64 | 6 | 3785.936 | 6.57 | 2.8908 |  | 35.1041 |  | -9.8 | -3 | NA | -2 | NA | -2 | NA | -2 | NA | -1 | NA | NA | NA | Minor | - | Low | Uncertain | 2 | 12 | N | N | N | N
51cF | 21.11 | Devizes resilience: Calne to Devizes new transfer | Internal potable transfer | Distribution Options | WXWWSX | Feasible | N |  | 18.28 | N | N | N | N | N | N | N/A | WXWWSX | WXWWSX | 0.5 | 9 | NA |  |  |  | 0.22 | 0.5 | 380.439 | 32.85 | 14.454 |  | 17.1107 |  | -4.2 | -1 | NA | -1 | NA | -1 | NA | -2 | NA | -1 | NA | NA | NA | None | - | Negligible | Low | 7 | 10 | N | N | N | N
51cF | 21.12 | Pewsey resilience | Internal potable transfer | Distribution Options | WXWWSX | Feasible | N |  | 18.26 | N | N | N | N | Y | N | N/A | WXWWSX | WXWWSX | 3 | 9 | NA |  |  |  | 1.32 | 3 | 1037.587 | 2648.805 | 1165.4742 |  | 68.7276 |  | -4.2 | -1 | NA | -1 | NA | -1 | NA | -2 | NA | -1 | NA | NA | NA | None | - | Low | Uncertain | 16 | 12 | N | N | N | N
51cF | 21.13 | Salisbury to Amesbury to Tidworth Transfer | Internal potable transfer | Distribution Options | WXWWSX | Feasible | N |  |  | N | N | N | N | Y | Y | N/A | WXWWSX | WXWWSX | 15 | 9 | NA |  |  |  | 0 | 0 | 6011.316 | 941.7 | 414.348 |  | 0 |  | -4.2 | -1 | NA | -1 | NA | -1 | NA | -2 | NA | -1 | NA | NA | NA | Minor | - | Low | Uncertain | 8 | 8 | N | N | N | N
51cF | 21.14 | Amesbury to Tidworth transfer | Internal potable transfer | Distribution Options | WXWWSX | Feasible | N |  |  | N | N | N | N | N | N | N/A | WXWWSX | WXWWSX | 6 | 9 | NA |  |  |  | 0 | 0 | 2331.744 | 4016.46 | 1767.2424 |  | 0 |  | -4.2 | -1 | NA | -1 | NA | -1 | NA | -2 | NA | -1 | NA | NA | NA | Minor | - | Low | Uncertain | 10 | 8 | N | N | N | N
51bU | 22.01 | West Dorset Source new connections | Water treatment works capacity increase | Production Options | WXWWSX | Unconstrained | N | [8 empty] | Uncertainty - yield | N/A | N/A | 6
51bU | 22.02 | Yeovil Reservoir to Grid | Water treatment works capacity increase | Production Options | WXWWSX | Unconstrained | N | [8 empty] | Option combined upon review | N/A | N/A | 6
51bU | 22.03 | Yeovil transfer to Purbeck | Water treatment works capacity increase | Production Options | WXWWSX | Unconstrained | N | [8 empty] | Uncertainty - dependencies | N/A | N/A | 6
51bP | 22.04 | Weymouth Source Improvements | Water treatment works capacity increase | Production Options | WXWWSX | Preferred | N |  | N/A | Y | N | Y | Y | N | N | N/A | N/A | N/A | 1.63 | 9 | 2063-64 |  |  |  | 0.7172 | 1.63 | 358.55 | 89.8375 | 39.5285 |  | 181.5206 |  | -6.6 | -1 | NA | -1 | NA | -1 | NA | -1 | NA | -3 | NA | NA | NA | None | - | Negligible | Negligible | 19 | 12 | Y | Y | Y | Y
51bF | 23.01 | Yeovil Reservoir peak capacity | Water treatment works capacity increase | Production Options | WXWWSX | Feasible | N |  | N/A | N | N | N | N | N | N | N/A | N/A | N/A | 4 | 8 | NA |  |  |  | 1.76 | 4 | 151.045 | 0 | 0 |  | 124.0651 |  | -8.8 | -2 | NA | -1 | NA | -1 | NA | -1 | NA | -3 | NA | NA | NA | None | - | Negligible | Negligible | 15 | 12 | N | N | N | Y
51dU | 24.01 | Rainwater harvesting | Rainwater harvesting | Customer Options | WXWWSX | Unconstrained | N | [8 empty] | Uncertainty - water quality | N/A | N/A | 0.8
51dU | 24.02 | Rain cloud seeding | Rainwater harvesting | Customer Options | WXWWSX | Unconstrained | N | [8 empty] | Uncertainty - promotability | N/A | N/A | 15
51aU | 24.03 | Iceberg imports | New surface water | Resource Options | WXWWSX | Unconstrained | N | [8 empty] | Environmental impact - emissions | N/A | N/A | 4
51aF | 25.01 | Mendips to Stour | New reservoir | Resource Options | WXWWSX | Feasible | N |  | 32.11 | N | N | N | N | N | N | N/A | N/A | N/A | 35 | 17 | NA |  |  |  | 15.4 | 35 | 31387.841 | 2405.9563 | 1058.6208 |  | 324.4363 |  | -9 | -3 | NA | -1 | NA | -1 | NA | -3 | NA | -1 | NA | NA | NA | High | Not Compliant - Quantifiable | High | High | 9 | 2 | N | N | N | N
51aU | 25.02 | Trowbridge reinforcements and new transfers - source from reservoir | New reservoir | Resource Options | WXWWSX | Unconstrained | N | [8 empty] | Uncertainty - dependencies | N/A | N/A | 20
51aF | 25.03 | Grid reinforcements - Wylye valley | New reservoir | Resource Options | WXWWSX | Feasible | N |  | 18.02, 19.06, 19.07, 19.10, 19.11, 32.11, 32.01, 55.01, 53.01 | N | N | N | N | N | Y | N/A | N/A | N/A | 4 | 9 | NA |  |  |  | 1.76 | 4 | 8187.735 | 4020.84 | 1769.1696 |  | 81.887 |  | -5.6 | -2 | NA | -1 | NA | -1 | NA | -2 | NA | -1 | NA | NA | NA | Minor | - | High | High | 2 | 6 | N | N | N | N
51aF | 25.04 | South Grid Resilience | New reservoir | Resource Options | WXWWSX | Feasible | N |  | 25.05 | N | N | N | N | N | N | N/A | N/A | N/A | 14 | 9 | NA |  |  |  | 6.16 | 14 | 23616.349 | 8641.01 | 3802.0444 |  | 51.4907 |  | -12.6 | -3 | NA | -2 | NA | -2 | NA | -3 | NA | -1 | NA | NA | NA | Minor | - | High | Uncertain | 2 | 7 | N | N | N | N
51aF | 25.05 | North Grid to South Grid reinforcements | New reservoir | Resource Options | WXWWSX | Feasible | N |  | 18.02, 19.06, 19.07, 19.10, 19.11, 32.11, 32.01, 53.01, 55.01 | N | N | N | N | N | N | N/A | N/A | N/A | 10 | 9 | NA |  |  |  | 4.4 | 10 | 16607.308 | 12691.05 | 5584.062 |  | 67.7246 |  | -10.8 | -3 | NA | -2 | NA | -1 | NA | -3 | NA | -1 | NA | NA | NA | Minor | - | High | High | 2 | 6 | N | N | N | N
51aU | 26.01 | Blashford Lakes: release into River at Ringwood | Catchment management | Resource Options | WXWWSX | Unconstrained | N | [8 empty] | Environmental impact - water body | N/A | N/A | 25
51aU | 26.02 | Blashford Lakes: release into the River at Salisbury | Catchment management | Resource Options | WXWWSX | Unconstrained | N | [8 empty] | Environmental impact - water body | N/A | N/A | 25
51aU | 26.03 | Blashford Lakes: potable supply into Wessex network | Catchment management | Resource Options | WXWWSX | Unconstrained | N | [8 empty] | Environmental impact - water body | N/A | N/A | 17.2
51aU | 26.04 | Direct River Abstraction - Bristol Avon (South Bath) | Catchment management | Resource Options | WXWWSX | Unconstrained | Y | [8 empty] | Uncertainty - water quality | N/A | N/A | 17.5946
51aU | 26.05 | Direct River Abstraction - Bristol Avon (West Bath) | Catchment management | Resource Options | WXWWSX | Unconstrained | Y | [8 empty] | Uncertainty - water quality | N/A | N/A | 35
51aU | 26.06 | Reinstatement of mothballed sources - Shaftesbury | Catchment management | Resource Options | WXWWSX | Unconstrained | N | [8 empty] | Environmental impact - water body | N/A | N/A | 29.3907
51aU | 26.07 | Reinstatement of mothballed sources - Minehead | Catchment management | Resource Options | WXWWSX | Unconstrained | N | [8 empty] | Environmental impact - water body | N/A | N/A | 16.3146
51aU | 26.08 | Reinstatement of mothballed sources - East Calne | Catchment management | Resource Options | WXWWSX | Unconstrained | N | [8 empty] | Environmental impact - water body | N/A | N/A | 19.1823
51aU | 26.09 | Reinstatement of mothballed sources - North West Dorset | Catchment management | Resource Options | WXWWSX | Unconstrained | N | [8 empty] | Environmental impact - water body | N/A | N/A | 5.0866
51aU | 26.1 | Reinstatement of mothballed sources - East Chard | Catchment management | Resource Options | WXWWSX | Unconstrained | N | [8 empty] | Uncertainty - yield | N/A | N/A | 15.4863
51aU | 26.11 | Reinstatement of mothballed sources - Salisbury | Catchment management | Resource Options | WXWWSX | Unconstrained | N | [8 empty] | Option combined upon review | N/A | N/A | 17.744
51aU | 26.12 | Reinstatement of mothballed sources - East Shaftesbury | Catchment management | Resource Options | WXWWSX | Unconstrained | N | [8 empty] | Environmental impact - water body | N/A | N/A | 19.1141
51aU | 26.13 | Reinstatement of mothballed sources - South Andover | Groundwater enhancement | Resource Options | WXWWSX | Unconstrained | N | [8 empty] | Environmental impact - water body | N/A | N/A | 13.1091
51aU | 26.14 | Reinstatement of mothballed sources - North Dorset | Groundwater enhancement | Resource Options | WXWWSX | Unconstrained | N | [8 empty] | Environmental impact - water body | N/A | N/A | 4.4842
51aU | 26.15 | Reinstatement of mothballed sources - East Castle Cary | Catchment management | Resource Options | WXWWSX | Unconstrained | N | [8 empty] | Environmental impact - water body | N/A | N/A | 8.5691
51aU | 26.16 | Reinstatement of mothballed sources - Westbury | Catchment management | Resource Options | WXWWSX | Unconstrained | N | [8 empty] | Environmental impact - water body | N/A | N/A | 0
51aF | 26.17 | Reinstatement of mothballed sources -Winterbourne Abbas | Groundwater enhancement | Resource Options | WXWWSX | Feasible | N |  | N/A | N | N | N | N | N | N | N/A | N/A | N/A | 4.5 | 10 | NA |  |  |  | 1.98 | 4.5 | 2940.088 | 1828.1025 | 804.3651 |  | 206.6477 |  | -8.4 | -2 | NA | -2 | NA | -2 | NA | -2 | NA | -1 | NA | NA | NA | Medium | Compliant | Low | Low | 8 | 9 | N | N | N | N
51aU | 26.18 | Reinstatement of mothballed sources - Ringwood | Catchment management | Resource Options | WXWWSX | Unconstrained | N | [8 empty] | Environmental impact - water body | N/A | N/A | 20.054
51aU | 26.19 | Reinstatement of mothballed sources - East Salisbury | Catchment management | Resource Options | WXWWSX | Unconstrained | N | [8 empty] | Option combined upon review | N/A | N/A | 13.8315
51aU | 26.2 | Salisbury licence relocations | Groundwater enhancement | Resource Options | WXWWSX | Unconstrained | N | [8 empty] | Uncertainty - yield | N/A | N/A | 25.9744
51aU | 27.01 | Exmoor Reservoir licence variation: Increase summer licenced volume | Groundwater enhancement | Resource Options | WXWWSX | Unconstrained | Y | [8 empty] | Alternative options with lower impact | N/A | N/A | 18.4332
51aU | 27.02 | Exmoor Reservoir licence variation: Increase summer daily maximum | Groundwater enhancement | Resource Options | WXWWSX | Unconstrained | Y | [8 empty] | Alternative options with lower impact | N/A | N/A | 16.657
51aU | 27.03 | Exmoor reservoir licence variation: Increase winter licenced volume | Groundwater enhancement | Resource Options | WXWWSX | Unconstrained | Y | [8 empty] | Alternative options with lower impact | N/A | N/A | 4.7563
51aF | 27.04 | Under-utilised licence - Wimborne Minster | Groundwater enhancement | Resource Options | WXWWSX | Feasible | N |  | N/A | N | N | N | N | N | N | N/A | N/A | N/A | 5 | 9 | NA |  |  |  | 2.2 | 5 | 215.472 | 0 | 0 |  | 84.0594 |  | -6.6 | -1 | NA | -1 | NA | -1 | NA | -1 | NA | -3 | NA | NA | NA | Medium | Compliant | Negligible | Low | 19 | 8 | N | N | N | N
51aU | 27.05 | AIM: break performance commitments | Groundwater enhancement | Resource Options | WXWWSX | Unconstrained | N | [8 empty] | Option combined upon review | N/A | N/A | 4.6611
51aU | 28.01 | Optimisation of River Tone Catchment | Catchment management | Resource Options | WXWWSX | Unconstrained | N | [8 empty] | Environmental impact - water body | N/A | N/A | 4.6004
51aU | 29.01 | Optimisation of River Tone Catchment - Canal | Catchment management | Resource Options | WXWWSX | Unconstrained | N | [8 empty] | Uncertainty - promotability | N/A | N/A | 10.074
51bU | 30.01 | Pump Storage Exmoor reservoir from Tone catchment | New/Enhanced pumping station | Production Options | WXWWSX | Unconstrained | Y | [8 empty] | Uncertainty - INNS | N/A | N/A | 0
51bF | 30.02 | Pump Storage - Quantock Reservoir | New/Enhanced pumping station | Production Options | WXWWSX | Feasible | N |  | 18.1 | N | N | N | N | Y | Y | N/A | N/A | N/A | 0 | 11 | NA |  |  |  | 0 | 0 | 513.42 | 0 | 0 |  | 0 |  | -4.2 | -1 | NA | -1 | NA | -1 | NA | -2 | NA | -1 | NA | NA | NA | High | Compliant | Low | Low | 10 | 8 | N | N | N | N
51bU | 30.03 | Pump Storage - Bridgwater Reservoir | New/Enhanced pumping station | Production Options | WXWWSX | Unconstrained | N | [8 empty] | Alternative options with lower impact | N/A | N/A | 1.9539
51aU | 31.01 | Raise Dams - Blackdown Reservoir | Reservoir enlargement | Resource Options | WXWWSX | Unconstrained | N | [8 empty] | Uncertainty - yield | N/A | N/A | 8.0653
51aF | 31.02 | Raising Dams - Yeovil Reservoir | Reservoir enlargement | Resource Options | WXWWSX | Feasible | N |  | N/A | N | N | N | N | N | N | N/A | N/A | N/A | 0 | 22 | NA |  |  |  | 0 | 0 | 858.589 | 0 | 0 |  | 0 |  | -13 | -3 | NA | -1 | NA | -1 | NA | -2 | NA | -3 | NA | NA | NA | High | Compliant | Low | Negligible | 10 | 10 | N | N | N | N
51aU | 31.03 | Raise Dams - Quantock Reservoir | Reservoir enlargement | Resource Options | WXWWSX | Unconstrained | N | [8 empty] | Environmental impact - land | N/A | N/A | 23.9183
51aU | 31.04 | Raise Dams - Bridgwater Reservoir | Reservoir enlargement | Resource Options | WXWWSX | Unconstrained | N | [8 empty] | Environmental impact - emissions | N/A | N/A | 31.3047
51aU | 31.05 | Raise Dams - Tone Reservoir | Reservoir enlargement | Resource Options | WXWWSX | Unconstrained | N | [8 empty] | Environmental impact - land | N/A | N/A | 13.2285
51aU | 31.06 | Raise Dams - Exmoor Reservoir | Reservoir enlargement | Resource Options | WXWWSX | Unconstrained | N | [8 empty] | Environmental impact - land | N/A | N/A | 21.1469
51aU | 31.07 | Raise Dams - Exmoor Reservoir II | Reservoir enlargement | Resource Options | WXWWSX | Unconstrained | N | [8 empty] | Environmental impact - land | N/A | N/A | 15.832
51aU | 31.08 | Raise Dams - Bristol Water | Reservoir enlargement | Resource Options | WXWWSX | Unconstrained | N | [8 empty] | Environmental impact - land | N/A | N/A | 26.6267
51aU | 32.01 | Bristol New Reservoir | New reservoir | Resource Options | WXWWSX | Unconstrained | N | [8 empty] | Constraints - feasibility | N/A | N/A | 36
51aU | 32.02 | New Reservoirs: Avalon Lakes (Somerset Levels) | New reservoir | Resource Options | WXWWSX | Unconstrained | N | [8 empty] | Environmental impact - land | N/A | N/A | 12.6343
51aF | 32.03 | New Reservoir - Yeovil | New reservoir | Resource Options | WXWWSX | Feasible | N |  | N/A | N | N | N | N | N | N | N/A | N/A | N/A | 22 | 24 | NA |  |  |  | 9.68 | 22 | 60411.057 | 17794.48 | 7829.5712 |  | 125.6501 |  | -12 | -2 | NA | -1 | NA | -1 | NA | -3 | NA | -3 | NA | NA | NA | High | Not Compliant - Quantifiable | Uncertain | Low | 7 | 6 | N | N | N | N
51aU | 32.04 | New Reservoir: Bath | New reservoir | Resource Options | WXWWSX | Unconstrained | N | [8 empty] | Uncertainty - yield | N/A | N/A | 15.5519
51aU | 32.05 | New Reservoir: Vobster Quarry (Mendips) | New reservoir | Resource Options | WXWWSX | Unconstrained | N | [8 empty] | Uncertainty - promotability | N/A | N/A | 15.1461
51aU | 32.06 | Impoundment of Coastal Waters – Parrett Barrage | New reservoir | Resource Options | WXWWSX | Unconstrained | N | [8 empty] | Uncertainty - water quality | N/A | N/A | 4.5008
51aU | 32.07 | New Reservoir: Langport | New reservoir | Resource Options | WXWWSX | Unconstrained | N | [8 empty] | Environmental impact - land | N/A | N/A | 15.4327
51aU | 32.08 | New Reservoir: Horner Hill (Exmoor) | New reservoir | Resource Options | WXWWSX | Unconstrained | N | [8 empty] | Environmental impact - land | N/A | N/A | 27.4353
51aU | 32.09 | New Reservoir: Pitt Bridge (Exmoor) | New reservoir | Resource Options | WXWWSX | Unconstrained | N | [8 empty] | Environmental impact - land | N/A | N/A | 0
51aU | 32.1 | New Reservoir: Druids Combe (Exmoor) | New reservoir | Resource Options | WXWWSX | Unconstrained | N | [8 empty] | Environmental impact - land | N/A | N/A | 10
51aU | 32.11 | New Reservoir - Mendip | New reservoir | Resource Options | WXWWSX | Unconstrained | N | [8 empty] | Option combined upon review | N/A | N/A | 10
51aU | 32.12 | New Reservoir: Tadnoll (Frome Catchment Poole Harbour) | New reservoir | Resource Options | WXWWSX | Unconstrained | N | [8 empty] | Environmental impact - land | N/A | N/A | 7
51aF | 32.13 | New Reservoir - Dorset Frome | New reservoir | Resource Options | WXWWSX | Feasible | N |  | N/A | N | N | N | N | N | N | N/A | N/A | N/A | 19.4 | 24 | NA |  |  |  | 8.536 | 19.4 | 16009.946 | 7350.078 | 3234.0343 |  | 73.8227 |  | -13 | -2 | NA | -2 | NA | -1 | NA | -2 | NA | -3 | NA | NA | NA | High | Not Compliant - Quantifiable | High | High | 6 | 0 | N | N | N | N
51aU | 32.14 | New Reservoir: Holwell (Dorset Stour) | New reservoir | Resource Options | WXWWSX | Unconstrained | N | [8 empty] | Constraints - feasibility | N/A | N/A | 3
51aU | 32.15 | New Reservoir: Fontmell (Dorset Stour) | New reservoir | Resource Options | WXWWSX | Unconstrained | N | [8 empty] | Constraints - feasibility | N/A | N/A | 2
51aU | 32.16 | New Reservoir: Chivrick's (Dorset Stour) | New reservoir | Resource Options | WXWWSX | Unconstrained | N | [8 empty] | Constraints - feasibility | N/A | N/A | 20
51aU | 32.17 | New Reservoir: Bibbern (Dorset Stour) | New reservoir | Resource Options | WXWWSX | Unconstrained | N | [8 empty] | Alternative options with lower impact | N/A | N/A | 5
51aU | 32.18 | New Reservoir: Gibbs Marsh (Dorset Stour) | New reservoir | Resource Options | WXWWSX | Unconstrained | N | [8 empty] | Alternative options with lower impact | N/A | N/A | 3
51aU | 32.19 | New Reservoir: Thorny (Parrett) | New reservoir | Resource Options | WXWWSX | Unconstrained | N | [8 empty] | Alternative options with lower impact | N/A | N/A | 1.36
51aU | 32.2 | New Reservoir: Oakley (Parrett) | New reservoir | Resource Options | WXWWSX | Unconstrained | N | [8 empty] | Alternative options with lower impact | N/A | N/A | 2
51aU | 32.21 | New Reservoir: Nyland (Dorset Stour) | New reservoir | Resource Options | WXWWSX | Unconstrained | N | [8 empty] | Alternative options with lower impact | N/A | N/A | 25
51aU | 32.22 | New Reservoir: Hornsey (Parrett) | New reservoir | Resource Options | WXWWSX | Unconstrained | N | [8 empty] | Alternative options with lower impact | N/A | N/A | 2.8
51aU | 32.23 | New Reservoir: Horsington (Dorset Stour) | New reservoir | Resource Options | WXWWSX | Unconstrained | N | [8 empty] | Alternative options with lower impact | N/A | N/A | 30
51aF | 32.24 | New Reservoir - Parret | New reservoir | Resource Options | WXWWSX | Feasible | N |  | N/A | N | N | N | N | N | N | N/A | N/A | N/A | 13.4 | 24 | NA |  |  |  | 5.896 | 13.4 | 19444.527 | 7473.448 | 3288.3171 |  | 90.0472 |  | -12 | -2 | NA | -1 | NA | -1 | NA | -3 | NA | -3 | NA | NA | NA | High | Not Compliant - Quantifiable | Low | Low | 7 | 5 | N | N | N | N
51aU | 32.25 | New Reservoir: Wincanton (Dorset Stour) | New reservoir | Resource Options | WXWWSX | Unconstrained | N | [8 empty] | Alternative options with lower impact | N/A | N/A | 143
51aU | 32.26 | New Reservoir: Ham (Dorset Stour) | New reservoir | Resource Options | WXWWSX | Unconstrained | N | [8 empty] | Alternative options with lower impact | N/A | N/A | 143
51aU | 32.27 | New Reservoir: Bow (Dorset Stour) | New reservoir | Resource Options | WXWWSX | Unconstrained | N | [8 empty] | Alternative options with lower impact | N/A | N/A | 143
51aU | 32.28 | New Reservoir: Yarcombe (Parrett) | New reservoir | Resource Options | WXWWSX | Unconstrained | N | [8 empty] | Alternative options with lower impact | N/A | N/A | 3.76
51aU | 32.29 | New Reservoir: Back (Parrett) | New reservoir | Resource Options | WXWWSX | Unconstrained | N | [8 empty] | Alternative options with lower impact | N/A | N/A | 5.5
51aU | 32.3 | New Reservoir: Hornblotton (Brue Axe) | New reservoir | Resource Options | WXWWSX | Unconstrained | N | [8 empty] | Alternative options with lower impact | N/A | N/A | 3.6
51aU | 32.31 | New Reservoir: Rowbury (Bristol Avon) | New reservoir | Resource Options | WXWWSX | Unconstrained | N | [8 empty] | Alternative options with lower impact | N/A | N/A | 10.5
51aU | 32.32 | New Reservoir: Semington (Bristol Avon) | New reservoir | Resource Options | WXWWSX | Unconstrained | N | [8 empty] | Alternative options with lower impact | N/A | N/A | 10.5
51aU | 32.33 | New Reservoir: By the Mill (Bristol Avon) | New reservoir | Resource Options | WXWWSX | Unconstrained | N | [8 empty] | Alternative options with lower impact | N/A | N/A | 0
51aU | 32.34 | New Reservoir: Silverlands (Bristol Avon) | New reservoir | Resource Options | WXWWSX | Unconstrained | N | [8 empty] | Alternative options with lower impact | N/A | N/A | 1.5
51aU | 32.35 | New Reservoir: Cocklemore (Bristol Avon) | New reservoir | Resource Options | WXWWSX | Unconstrained | N | [8 empty] | Alternative options with lower impact | N/A | N/A | 1.5
51aF | 32.36 | New Reservoir - Bristol Avon | New reservoir | Resource Options | WXWWSX | Feasible | N |  | N/A | N | N | N | N | Y | Y | N/A | N/A | N/A | 17.6 | 24 | NA |  |  |  | 7.744 | 17.6 | 23030.633 | 9366.192 | 4121.1245 |  | 81.3649 |  | -15 | -3 | NA | -1 | NA | -1 | NA | -3 | NA | -3 | NA | NA | NA | High | Not Compliant - Quantifiable | Low | Low | 8 | 4 | N | N | N | N
51aU | 32.37 | New Reservoir: Cade Burma (Bristol Avon) | New reservoir | Resource Options | WXWWSX | Unconstrained | N | [8 empty] | Alternative options with lower impact | N/A | N/A | 28.4
51aU | 32.38 | New Reservoir: Chissell (Bristol Avon) | New reservoir | Resource Options | WXWWSX | Unconstrained | N | [8 empty] | Alternative options with lower impact | N/A | N/A | 6.8
51aU | 32.39 | New Reservoir: Sutton Benger (Bristol Avon) | New reservoir | Resource Options | WXWWSX | Unconstrained | N | [8 empty] | Alternative options with lower impact | N/A | N/A | 6.8
51aU | 32.4 | New Reservoir: Dauntsey (Bristol Avon) | New reservoir | Resource Options | WXWWSX | Unconstrained | N | [8 empty] | Alternative options with lower impact | N/A | N/A | 6.8
51aU | 32.41 | New Reservoir: Gauze (Bristol Avon) | New reservoir | Resource Options | WXWWSX | Unconstrained | N | [8 empty] | Alternative options with lower impact | N/A | N/A | 6.8
51aU | 32.42 | New Reservoir: The Cam (Dorset Stour) | New reservoir | Resource Options | WXWWSX | Unconstrained | N | [8 empty] | Alternative options with lower impact | N/A | N/A | 28.9
51aU | 32.43 | New Reservoir: Stockhill (Dorset Stour) | New reservoir | Resource Options | WXWWSX | Unconstrained | N | [8 empty] | Alternative options with lower impact | N/A | N/A | 0
51aU | 32.44 | New Reservoir: Short Wood (Dorset Stour) | New reservoir | Resource Options | WXWWSX | Unconstrained | N | [8 empty] | Alternative options with lower impact | N/A | N/A | 12.4
51aU | 32.45 | New Reservoir: Huntstree (Bristol Avon) | New reservoir | Resource Options | WXWWSX | Unconstrained | N | [8 empty] | Alternative options with lower impact | N/A | N/A | 12.4
51aU | 32.46 | New Reservoir: Newton (Bristol Avon) | New reservoir | Resource Options | WXWWSX | Unconstrained | N | [8 empty] | Alternative options with lower impact | N/A | N/A | 13.1
51aU | 32.47 | New Reservoir: Exe (Exe Otter Axe) | New reservoir | Resource Options | WXWWSX | Unconstrained | N | [8 empty] | Environmental impact - land | N/A | N/A | 13.1
51aU | 32.48 | New Reservoir: Mole | New reservoir | Resource Options | WXWWSX | Unconstrained | N | [8 empty] | Alternative options with lower impact | N/A | N/A | 13.1
51aU | 32.49 | New Reservoir: Batherm (Exe Otter Axe) | New reservoir | Resource Options | WXWWSX | Unconstrained | N | [8 empty] | Alternative options with lower impact | N/A | N/A | 14
51aU | 32.5 | New Reservoir: Molland | New reservoir | Resource Options | WXWWSX | Unconstrained | N | [8 empty] | Alternative options with lower impact | N/A | N/A | 10
51aU | 32.51 | New Reservoir: Huntsham | New reservoir | Resource Options | WXWWSX | Unconstrained | N | [8 empty] | Environmental impact - land | N/A | N/A | 36
51aU | 32.52 | New Reservoir: Otter (Exe Otter Axe) | New reservoir | Resource Options | WXWWSX | Unconstrained | N | [8 empty] | Environmental impact - land | N/A | N/A | 1.5
51aU | 32.53 | New Reservoir: Whitestaunton (Exe Otter Axe) | New reservoir | Resource Options | WXWWSX | Unconstrained | N | [8 empty] | Environmental impact - land | N/A | N/A | 1.5
51aU | 32.54 | New Reservoir: Hazelbury Bryan (Dorset Stour) | New reservoir | Resource Options | WXWWSX | Unconstrained | N | [8 empty] | Alternative options with lower impact | N/A | N/A | 22
51aF | 33.01 | Groundwater: Aquifer Storage Recharge - Wareham Basin | Aquifer recharge/Aquifer storage recovery | Resource Options | WXWWSX | Feasible | N |  | N/A | N | N | N | N | Y | Y | N/A | N/A | N/A | 18 | 12 | NA |  |  |  | 7.92 | 18 | 5591.984 | 8324.19 | 3662.6436 |  | 181.1446 |  | -9.8 | -3 | NA | -2 | NA | -2 | NA | -2 | NA | -1 | NA | NA | NA | Medium | Not Compliant - Quantifiable | High | High | 2 | 0 | N | N | N | N
51aU | 33.02 | Groundwater: Aquifer Storage Recharge – non Wareham | Aquifer recharge/Aquifer storage recovery | Resource Options | WXWWSX | Unconstrained | N | [8 empty] | Uncertainty - yield | N/A | N/A | 35
51aU | 34.01 | Groundwater: Off shore groundwater | New groundwater | Resource Options | WXWWSX | Unconstrained | N | [8 empty] | Constraints - feasibility | N/A | N/A | 0.3
51aU | 34.02 | Groundwater: Explore deep greensand | New groundwater | Resource Options | WXWWSX | Unconstrained | N | [8 empty] | Constraints - feasibility | N/A | N/A | 1
51aU | 34.03 | Groundwater: Otter groundwater (SWW area) | New groundwater | Resource Options | WXWWSX | Unconstrained | N | [8 empty] | Uncertainty - yield | N/A | N/A | 3.5
51aU | 34.04 | Groundwater: Yeo groundwater | New groundwater | Resource Options | WXWWSX | Unconstrained | N | [8 empty] | Uncertainty - yield | N/A | N/A | 0.5
51aU | 34.05 | Groundwater: East Lulworth | New groundwater | Resource Options | WXWWSX | Unconstrained | N | [8 empty] | Environmental impact - water body | N/A | N/A | 19.4
51aU | 34.06 | Groundwater: Longham | New groundwater | Resource Options | WXWWSX | Unconstrained | N | [8 empty] | Constraints - feasibility | N/A | N/A | 13.4
51aU | 34.07 | Third party - hydro ecological modelling | New groundwater | Resource Options | WXWWSX | Unconstrained | Y | [8 empty] | Uncertainty - yield | N/A | N/A | 0.5
51aF | 34.08 | Groundwater - Hampshire Avon I | New groundwater | Resource Options | WXWWSX | Feasible | N |  | N/A | N | N | N | N | N | N | N/A | N/A | N/A | 15 | 10 | NA |  |  |  | 6.6 | 15 | 14141.421 | 11437.275 | 5032.401 |  | 147.475 |  | -9.8 | -3 | NA | -2 | NA | -2 | NA | -2 | NA | -1 | NA | NA | NA | Medium | Not Compliant - Risk | Low | Uncertain | 4 | 6 | N | N | N | N
51aF | 34.09 | Groundwater - Hampshire Avon II | New groundwater | Resource Options | WXWWSX | Feasible | N |  | N/A | N | N | N | N | N | N | N/A | N/A | N/A | 12 | 10 | NA |  |  |  | 4.8 | 12 | 3710.172 | 6105.72 | 2442.288 |  | 190.9906 |  | -4.2 | -1 | NA | -1 | NA | -1 | NA | -2 | NA | -1 | NA | NA | NA | Medium | Not Compliant - Risk | Low | Uncertain | 12 | 6 | N | N | N | N
51aF | 34.1 | Amesbury boreholes | New groundwater | Resource Options | WXWWSX | Feasible | N |  | N/A | N | Y | Y | N | Y | N | N/A | N/A | N/A | 4 | 10 | NA |  |  |  | 1.6 | 4 | 2249.871 | 1314 | 525.6 |  | 237.8731 |  | -4.2 | -1 | NA | -1 | NA | -1 | NA | -2 | NA | -1 | NA | NA | NA | Medium | Not Compliant - Risk | Low | Uncertain | 16 | 6 | Y | N | N | N
51aF | 34.11 | West Salisbury Boreholes | New groundwater | Resource Options | WXWWSX | Feasible | N |  | N/A | N | N | N | N | N | N | N/A | N/A | N/A | 14.4 | 10 | NA |  |  |  | 6.336 | 14.4 | 4157.621 | 4667.328 | 2053.6243 |  | 169.4195 |  | -7 | -1 | NA | -2 | NA | -2 | NA | -2 | NA | -1 | NA | NA | NA | Medium | Not Compliant - Risk | Low | Uncertain | 14 | 6 | N | N | N | N
51aU | 35.01 | Surface water: King Sedgemoor Drain | New surface water | Resource Options | WXWWSX | Unconstrained | N | [8 empty] | Environmental impact - water body | N/A | N/A | 9
51aU | 36.01 | Desalination: North Coast Wessex Water - Bridgwater Bay | Desalination | Resource Options | WXWWSX | Unconstrained | N | [8 empty] | Environmental impact - water body | N/A | N/A | 14.4
51aF | 36.02 | Desalination: North Coast Bristol Water - Avonmouth | Desalination | Resource Options | WXWWSX | Feasible | N |  | N/A | N | N | N | N | N | N | N/A | N/A | N/A | 30 | 21 | NA |  |  |  | 13.2 | 30 | 67843.799 | 72850.35 | 32054.154 |  | 158.5148 |  | -9 | -3 | NA | -1 | NA | -1 | NA | -3 | NA | -1 | NA | NA | NA | Minor | - | High | High | 4 | 6 | N | N | N | N
51aU | 36.03 | Desalination: South Coast Wessex Water - Weymouth | Desalination | Resource Options | WXWWSX | Unconstrained | N | [8 empty] | Environmental impact - water body | N/A | N/A | 2
51aU | 37.01 | Water recycling Avonmouth: IPR to Barrow Reservoir | Water reuse | Resource Options | WXWWSX | Unconstrained | N | [8 empty] | Constraints - feasibility | N/A | N/A | 15
51aU | 37.02 | Water recycling Avonmouth: IPR to Chew Valley Lake | Water reuse | Resource Options | WXWWSX | Unconstrained | N | [8 empty] | Constraints - feasibility | N/A | N/A | 12
51aU | 37.03 | Water recycling Avonmouth: IPR to Tor Quarry | Water reuse | Resource Options | WXWWSX | Unconstrained | N | [8 empty] | Constraints - feasibility | N/A | N/A | 4
51aU | 37.04 | Water recycling Avonmouth: IPR to Failand Quarry | Water reuse | Resource Options | WXWWSX | Unconstrained | N | [8 empty] | Constraints - feasibility | N/A | N/A | 14.3
51aF | 37.05 | Water recycling - Bridgwater Reservoir | Water reuse | Resource Options | WXWWSX | Feasible | N |  | N/A | N | N | N | N | N | N | N/A | N/A | N/A | 0 | 16 | NA |  |  |  | 0 | 0 | 1989.231 | 0 | 0 |  | 0 |  | -7 | -3 | NA | -1 | NA | -1 | NA | -2 | NA | -1 | NA | NA | NA | Medium | Compliant | Low | Uncertain | 14 | 11 | N | N | N | N
51aF | 37.06 | Water recycling - Quantock Reservoir | Water reuse | Resource Options | WXWWSX | Feasible | N |  | N/A | N | N | N | N | N | N | N/A | N/A | N/A | 0 | 16 | NA |  |  |  | 0 | 0 | 3002.79 | 0 | 0 |  | 0 |  | -5.6 | -2 | NA | -1 | NA | -1 | NA | -2 | NA | -1 | NA | NA | NA | High | Compliant | Low | Uncertain | 12 | 11 | N | N | N | N
51aF | 37.07 | Water recycling - North Somerset Non Household | Water reuse | Resource Options | WXWWSX | Feasible | N |  | N/A | N | N | N | N | N | N | N/A | N/A | N/A | 0 | 16 | NA |  |  |  | 0 | 0 | 3960.923 | 0 | 0 |  | 0 |  | -5.6 | -2 | NA | -1 | NA | -1 | NA | -2 | NA | -1 | NA | NA | NA | Medium | Compliant | Low | Uncertain | 14 | 11 | N | N | N | N
51aU | 37.08 | Water recycling Christchurch: IPR to River Avon | Water reuse | Resource Options | WXWWSX | Unconstrained | N | [8 empty] | Environmental impact - water body | N/A | N/A | 2.27
51aU | 37.09 | Water recycling Christchurch | Water reuse | Resource Options | WXWWSX | Unconstrained | N | [8 empty] | Environmental impact - water body | N/A | N/A | 30
51aF | 37.1 | Water recycling Taunton Canal | Water reuse | Resource Options | WXWWSX | Feasible | N |  | N/A | N | N | N | N | N | N | N/A | N/A | N/A | 0 | 16 | NA |  |  |  | 0 | 0 | 1872.849 | 0 | 0 |  | 0 |  | -5.6 | -2 | NA | -1 | NA | -1 | NA | -2 | NA | -1 | NA | NA | NA | Medium | Not Compliant - Risk | Low | High | 16 | 0 | N | N | N | N
51aU | 37.11 | Water recycling - Taunton I | Water reuse | Resource Options | WXWWSX | Unconstrained | N | [8 empty] | Environmental impact - water body | N/A | N/A | 0
51aU | 37.12 | Water recycling - Taunton II | Water reuse | Resource Options | WXWWSX | Unconstrained | N | [8 empty] | Constraints - feasibility | N/A | N/A | 4
51aU | 37.13 | Water recycling - Bournemouth - SWW I | Water reuse | Resource Options | WXWWSX | Unconstrained | N | [8 empty] | Constraints - feasibility | N/A | N/A | 0
51aU | 37.14 | Water recycling - Bournemouth - SWW II | Water reuse | Resource Options | WXWWSX | Unconstrained | N | [8 empty] | Constraints - feasibility | N/A | N/A | 22
51aU | 37.15 | Effluen Re-use - Bristol Water I | Water reuse | Resource Options | WXWWSX | Unconstrained | N | [8 empty] | Environmental impact - water body | N/A | N/A | 5.2
51aU | 37.16 | Water recycling - Bristol Water II | Water reuse | Resource Options | WXWWSX | Unconstrained | N | [8 empty] | Environmental impact - water body | N/A | N/A | 6.29
51aU | 37.17 | Water recycling - Bristol Water III | Water reuse | Resource Options | WXWWSX | Unconstrained | N | [8 empty] | Uncertainty - dependencies | N/A | N/A | 7.87
51aU | 37.18 | Water recycling - Mendip Reservoir | Water reuse | Resource Options | WXWWSX | Unconstrained | N | [8 empty] | Uncertainty - dependencies | N/A | N/A | 2.8
51aU | 37.19 | Water recycling - Bournemouth SWW III | Water reuse | Resource Options | WXWWSX | Unconstrained | N | [8 empty] | Alternative options with lower impact | N/A | N/A | 3.2
51aU | 37.2 | Water recycling Poole | Water reuse | Resource Options | WXWWSX | Unconstrained | N | [8 empty] | Environmental impact - water body | N/A | N/A | 4
51aU | 37.21 | Water recycling - Bristol Water VI | Water reuse | Resource Options | WXWWSX | Unconstrained | N | [8 empty] | Environmental impact - water body | N/A | N/A | 3.37
51aU | 37.22 | Water recycling - Bristol Water V | Water reuse | Resource Options | WXWWSX | Unconstrained | N | [8 empty] | Uncertainty - dependencies | N/A | N/A | 1.56
51aU | 37.23 | Water recycling - Bristol Water VI | Water reuse | Resource Options | WXWWSX | Unconstrained | N | [8 empty] | Uncertainty - water quality | N/A | N/A | 2.4
51aU | 37.24 | Water recycling - Bristol Water VII | Water reuse | Resource Options | WXWWSX | Unconstrained | N | [8 empty] | Environmental impact - water body | N/A | N/A | 3.8
51aU | 37.25 | Water recycling - Bristol Water VIII | Water reuse | Resource Options | WXWWSX | Unconstrained | N | [8 empty] | Uncertainty - dependencies | N/A | N/A | 1.41
51aU | 37.26 | Water recycling - Yeovil Reservoir I | Water reuse | Resource Options | WXWWSX | Unconstrained | N | [8 empty] | Uncertainty - water quality | N/A | N/A | 0.35
51aU | 37.27 | Water recycling - Yeovil Reservoir II | Water reuse | Resource Options | WXWWSX | Unconstrained | N | [8 empty] | Environmental impact - water body | N/A | N/A | 0.02
51aU | 37.28 | Effluent - Re-use and expansion: Bridgwater reservoir | Water reuse | Resource Options | WXWWSX | Unconstrained | N | [8 empty] | Environmental impact - land | N/A | N/A | 0.71
51aU | 37.29 | Water recycling and expansion: Bridgwater reservoir II | Water reuse | Resource Options | WXWWSX | Unconstrained | N | [8 empty] | Environmental impact - land | N/A | N/A | 1.5
51aF | 38.01 | Underutilised licence due to water quality: Purbeck | Groundwater enhancement | Resource Options | WXWWSX | Feasible | N |  | N/A | N | N | N | N | Y | N | N/A | N/A | N/A | 5.7 | 12 | NA |  |  |  | 2.508 | 5.7 | 1190.365 | 1275.3465 | 561.1525 |  | 280.6519 |  | -3 | -1 | NA | -1 | NA | -1 | NA | -1 | NA | -1 | NA | NA | NA | Minor | - | Low | Low | 16 | 11 | N | Y | N | Y
51aU | 38.02 | Under-utilised licence - Blandford Forum Source | Groundwater enhancement | Resource Options | WXWWSX | Unconstrained | N | [8 empty] | Uncertainty - cost | N/A | N/A | 35.13
51aU | 38.03 | Under-utilised licence - Mid Dorset | Groundwater enhancement | Resource Options | WXWWSX | Unconstrained | N | [8 empty] | Uncertainty - yield | N/A | N/A | 55.3
51aF | 38.04 | Under-utilised licence - Mid Dorset | Groundwater enhancement | Resource Options | WXWWSX | Feasible | N |  | N/A | N | N | N | N | N | N | N/A | N/A | N/A | 0 | 12 | NA |  |  |  | 0 | 0 | 63.391 | 0 | 0 |  | 0 |  | -6.6 | -1 | NA | -1 | NA | -1 | NA | -1 | NA | -3 | NA | NA | NA | None | - | Negligible | Negligible | 10 | 12 | N | N | N | N
51aU | 38.05 | Underutilised Licence - Mid Stour I | Groundwater enhancement | Resource Options | WXWWSX | Unconstrained | N | [8 empty] | Uncertainty - yield | N/A | N/A | 40.66
51aF | 38.06 | Under-utilised licence - mid Stour II | Groundwater enhancement | Resource Options | WXWWSX | Feasible | N |  | N/A | N | N | N | N | N | N | N/A | N/A | N/A | 6 | 12 | NA |  |  |  | 2.64 | 6 | 138.242 | 0 | 0 |  | 103.8075 |  | -6.6 | -1 | NA | -1 | NA | -1 | NA | -1 | NA | -3 | NA | NA | NA | None | - | Negligible | Negligible | 18 | 12 | N | N | N | N
51aU | 38.07 | Under-utilised Licence - South East Dorset | Groundwater enhancement | Resource Options | WXWWSX | Unconstrained | N | [8 empty] | Uncertainty - yield | N/A | N/A | 3.6
51aU | 38.08 | Under-utilised Licence - North Salisbury | Groundwater enhancement | Resource Options | WXWWSX | Unconstrained | N | [8 empty] | Uncertainty - yield | N/A | N/A | 1
51aU | 38.09 | Under-utilised Licence - Weymouth | Groundwater enhancement | Resource Options | WXWWSX | Unconstrained | N | [8 empty] | Option combined upon review | N/A | N/A | 25.3
51aU | 38.1 | Under-utilised Licence - North Warminster II | Groundwater enhancement | Resource Options | WXWWSX | Unconstrained | N | [8 empty] | Uncertainty - yield | N/A | N/A | 9.96
51aF | 38.11 | Under-utilised licence - East Dorchester Source | Groundwater enhancement | Resource Options | WXWWSX | Feasible | N |  | N/A | N | Y | N | N | Y | Y | N/A | N/A | N/A | 6 | 12 | NA |  |  |  | 2.64 | 6 | 275.157 | 0 | 0 |  | 103.8075 |  | -17.6 | -2 | NA | -3 | NA | -3 | NA | -1 | NA | -3 | NA | NA | NA | None | - | Negligible | Negligible | 18 | 12 | N | N | N | N
51aF | 38.12 | East Weymouth Source - treatment improvements | Groundwater enhancement | Resource Options | WXWWSX | Feasible | N |  | N/A | N | N | N | N | Y | Y | N/A | N/A | N/A | 6 | 9 | NA |  |  |  | 2.64 | 6 | 66.357 | 1024.92 | 450.9648 |  | 89.2499 |  | -6.6 | -1 | NA | -1 | NA | -1 | NA | -1 | NA | -3 | NA | NA | NA | None | - | Low | Negligible | 14 | 12 | N | N | N | N
51aP | 39.01 | Under-utilised licence - North Bath | Groundwater enhancement | Resource Options | WXWWSX | Preferred | N |  | N/A | Y | Y | N | Y | Y | Y | N/A | N/A | N/A | 5 | 7 | 2063-64 |  |  |  | 2.2 | 5 | 357.806 | 0 | 0 |  | 146.5119 |  | -6.6 | -1 | NA | -1 | NA | -1 | NA | -1 | NA | -3 | NA | NA | NA | None | - | Negligible | Negligible | 16 | 12 | Y | Y | Y | Y
51aP | 39.02 | Under-utilised Licence - North Warminster | Groundwater enhancement | Resource Options | WXWWSX | Preferred | N |  | N/A | Y | Y | N | Y | Y | Y | N/A | N/A | N/A | 2.5 | 7 | 2035-36 |  |  |  | 1.1 | 2.5 | 111.027 | 176.1125 | 77.4895 |  | 26.645 |  | -6.6 | -1 | NA | -1 | NA | -1 | NA | -1 | NA | -3 | NA | NA | NA | Medium | Compliant | Low | Uncertain | 14 | 9 | Y | Y | Y | Y
51aU | 40.01 | Use of existing private water supplies (including Industrial and MoD) | Licence trading | Resource Options | WXWWSX | Unconstrained | Y | [8 empty] | Uncertainty - yield | N/A | N/A | 6
51aP | 41.01 | Drought Permit - Stour catchment | Drought permits/orders | Resource Options | WXWWSX | Preferred | N |  | N/A | Y | Y | Y | Y | Y | Y | N/A | N/A | N/A | 0 | 0 | 2025-26 |  |  |  | 0 | 0 | 0 | 0 | 0 |  | 0 |  | 0 | 0 | NA | 0 | NA | 0 | NA | 0 | NA | 0 | NA | NA | NA | Minor | NA | NA | NA | 24 | 12 | Y | Y | Y | Y
51aU | 41.02 | Drought Permit - Tadnoll catchment | Drought permits/orders | Resource Options | WXWWSX | Unconstrained | N | [8 empty] | Option combined upon review | N/A | N/A | 5
51aU | 41.03 | Drought Permit - Tone catchment | Drought permits/orders | Resource Options | WXWWSX | Unconstrained | N | [8 empty] | Option combined upon review | N/A | N/A | 0
51aU | 41.04 | Drought Permit - Yeo catchment | Drought permits/orders | Resource Options | WXWWSX | Unconstrained | N | [8 empty] | Option combined upon review | N/A | N/A | 2.5
51aU | 41.05 | Drought Permit - Piddle catchment | Drought permits/orders | Resource Options | WXWWSX | Unconstrained | N | [8 empty] | Option combined upon review | N/A | N/A | 0
51aP | 41.06 | Drought Permit - Bride catchment | Drought permits/orders | Resource Options | WXWWSX | Preferred | N |  | N/A | Y | Y | Y | Y | Y | Y | N/A | N/A | N/A | 1.1 | 0 | 2025-26 |  |  |  | 0.1837 | 1.1 | 0 | 0 | 0 |  | 0.89966 |  | 0 | 0 | NA | 0 | NA | 0 | NA | 0 | NA | 0 | NA | NA | NA | Minor | NA | NA | NA | 24 | 10 | Y | Y | Y | Y
51aU | 42.01 | Reservoir sedimentation - removal via dredging | Reservoir enlargement | Resource Options | WXWWSX | Unconstrained | N | [8 empty] | Uncertainty - yield | N/A | N/A | 25.3
51aU | 42.02 | Reservoir sedimentation - minimising sedimentation via silt traps, catchment management | Reservoir enlargement | Resource Options | WXWWSX | Unconstrained | N | [8 empty] | Uncertainty - yield | N/A | N/A | 25.3
51aF | 52.02 | Poole Water Recycling and Transfer - Stour use 50% | Water reuse | Resource Options | WXWWSX | Feasible | N |  | N/A | N | Y | Y | N | Y | Y | N/A | N/A | N/A | 12.5 | 10 | NA |  |  |  | 5.5 | 12.5 | 9401.668 | 1542.125 | 678.535 |  | 107.2352 |  | -4.2 | -1 | NA | -1 | NA | -1 | NA | -2 | NA | -1 | NA | NA | NA | Medium | Not Compliant - Risk | Low | Uncertain | 5 | 10 | Y | Y | N | N
51aF | 52.03 | Poole Water Recycling and Transfer – Stour use 100% | Water reuse | Resource Options | WXWWSX | Feasible | N |  | N/A | N | N | N | N | N | N | N/A | N/A | N/A | 25 | 10 | NA |  |  |  | 36 | 25 | 9401.668 | 3084.25 | 4441.32 |  | 130.9309 |  | -4.2 | -1 | NA | -1 | NA | -1 | NA | -2 | NA | -1 | NA | NA | NA | Medium | Not Compliant - Risk | Low | Uncertain | 5 | 10 | N | N | N | N
51aU | 53.01 | Bristol New Reservoir - Wessex Share 18Ml/d | New reservoir | Resource Options | WXWWSX | Unconstrained | N | [8 empty] | Constraints - feasibility | N/A | N/A | 18
51aF | 54.01 | Mendips to Grid | New reservoir | Resource Options | WXWWSX | Feasible | N |  | N/A | N | N | N | N | N | N | N/A | N/A | N/A | 35 | 17 | NA |  |  |  | 15.4 | 35 | 16818.246 | 2405.9563 | 1058.6208 |  | 343.6135 |  | -15 | -3 | NA | -1 | NA | -1 | NA | -3 | NA | -3 | NA | NA | NA | High | Not Compliant - Risk | High | High | 3 | 6 | N | N | N | N
51aF | 54.03 | Mendips to Trowbridge | New reservoir | Resource Options | WXWWSX | Feasible | N |  | N/A | N | N | N | N | N | N | N/A | N/A | N/A | 35 | 17 | NA |  |  |  | 15.4 | 35 | 26471.371 | 4854.5 | 2135.98 |  | 348.9022 |  | -15 | -3 | NA | -1 | NA | -1 | NA | -3 | NA | -3 | NA | NA | NA | High | Not Compliant - Risk | High | High | 7 | 5 | N | N | N | N
51aF | 54.04 | Mendips to Grid and Trowbridge | New reservoir | Resource Options | WXWWSX | Feasible | N |  | N/A | N | N | N | N | N | N | N/A | N/A | N/A | 70 | 17 | NA |  |  |  | 30.8 | 70 | 43407.931 | 10501.05 | 4620.462 |  | 311.1461 |  | -15 | -3 | NA | -1 | NA | -1 | NA | -3 | NA | -3 | NA | NA | NA | High | Not Compliant - Risk | High | High | 5.1116 | 5.5561 | N | N | N | N
51aF | 54.05 | Mendips to Stour - 50% capacity | New reservoir | Resource Options | WXWWSX | Feasible | N |  | N/A | N | N | N | N | N | N | N/A | N/A | N/A | 17.5 | 17 | NA |  |  |  | 7.7 | 17.5 | 16130.27 | 869.3387 | 382.509 |  | 312.472 |  | -15 | -3 | NA | -1 | NA | -1 | NA | -3 | NA | -3 | NA | NA | NA | High | Not Compliant - Quantifiable | High | High | 9 | 2 | N | N | N | N
51aF | 54.06 | Mendips to Grid - 50% capacity | New reservoir | Resource Options | WXWWSX | Feasible | N |  | N/A | N | N | N | N | N | Y | N/A | N/A | N/A | 17.5 | 17 | NA |  |  |  | 7.7 | 17.5 | 14017.343 | 869.3387 | 382.509 |  | 335.0805 |  | -15 | -3 | NA | -1 | NA | -1 | NA | -3 | NA | -3 | NA | NA | NA | High | Not Compliant - Risk | High | High | 2 | 2 | N | N | N | N
51aF | 54.07 | Mendips to Trowbridge - 50% capacity | New reservoir | Resource Options | WXWWSX | Feasible | N |  | N/A | N | N | N | N | N | N | N/A | N/A | N/A | 17.5 | 17 | NA |  |  |  | 7.7 | 17.5 | 15064.794 | 2429.805 | 1069.1142 |  | 328.9691 |  | -15 | -3 | NA | -1 | NA | -1 | NA | -3 | NA | -3 | NA | NA | NA | High | Not Compliant - Risk | High | High | 7 | 5 | N | N | N | N
51aF | 54.08 | Mendips to Grid and Trowbridge - 50% capacity | New reservoir | Resource Options | WXWWSX | Feasible | N |  | N/A | N | N | N | N | N | N | N/A | N/A | N/A | 35 | 17 | NA |  |  |  | 15.4 | 35 | 29082.137 | 5173.875 | 2276.505 |  | 396.0598 |  | -15 | -3 | NA | -1 | NA | -1 | NA | -3 | NA | -3 | NA | NA | NA | High | Not Compliant - Risk | Uncertain | Uncertain | 3 | 8 | N | N | N | N
51cF | 55.01 | CALM main upgrade and reversal - 10Ml/d | Internal potable transfer | Distribution Options | WXWWSX | Feasible | N |  | 18.01 | N | N | N | N | N | N | N/A | WXWWSX | WXWWSX | 10 | 9 | NA |  |  |  | 4.4 | 10 | 13772.488 | 4069.75 | 1790.69 |  | 39.5003 |  | -9 | -3 | NA | -1 | NA | -1 | NA | -3 | NA | -1 | NA | NA | NA | Minor | - | low | uncertain | 2 | 12 | N | N | N | N
51cF | 55.03 | South Grid Resilience - 8Ml/d | Internal potable transfer | Distribution Options | WXWWSX | Feasible | N |  | 18.02, 19.06, 19.07, 19.10, 19.11, 32.11, 32.01, 55.01, 53.01 | N | N | N | N | N | N | N/A | WXWWSX | WXWWSX | 8 | 9 | NA |  |  |  | 3.52 | 8 | 11920.069 | 2090.72 | 919.9168 |  | 44.9361 |  | -9.8 | -3 | NA | -2 | NA | -2 | NA | -2 | NA | -1 | NA | NA | NA | Minor | - | High | Uncertain | 4 | 6 | N | N | N | N
51cF | 55.05 | North Grid to South Grid reinforcements - 5.5Ml/d | Internal potable transfer | Distribution Options | WXWWSX | Feasible | N |  | 18.02, 19.06, 19.07, 19.10, 19.11, 32.11, 32.01, 53.01, 55.01 | N | N | Y | N | N | Y | N/A | WXWWSX | WXWWSX | 5.5 | 9 | NA |  |  |  | 2.42 | 5.5 | 10525.848 | 2409 | 1059.96 |  | 49.0509 |  | -10.8 | -3 | NA | -2 | NA | -1 | NA | -3 | NA | -1 | NA | NA | NA | Minor | - | High | Uncertain | 2 | 6 | N | N | N | N
51cU | 55.07 | Yeovil transfer to Purbeck - 7Ml/d | Internal potable transfer | Distribution Options | WXWWSX | Unconstrained | N | [8 empty] | Alternative options with lower impact | WXWWSX | WXWWSX | 57
51cF | 55.09 | Trowbridge to Devizes | Internal potable transfer | Distribution Options | WXWWSX | Feasible | N |  |  | N | N | N | N | N | N | N/A | WXWWSX | WXWWSX | 12 | 9 | NA |  |  |  | 5.28 | 12 | 6192.57 | 1261.44 | 555.0336 |  | 12.1481 |  | -8.4 | -3 | NA | -2 | NA | -1 | NA | -2 | NA | -1 | NA | NA | NA | Minor | - | Low | Uncertain | 8 | 6 | N | N | N | N
51cF | 55.1 | Trowbridge to Market Lavington | Internal potable transfer | Distribution Options | WXWWSX | Feasible | N |  |  | N | N | N | N | N | N | N/A | WXWWSX | WXWWSX | 8 | 9 | NA |  |  |  | 0 | 0 | 4446.023 | 487.275 | 214.401 |  | 0 |  | -4.2 | -1 | NA | -1 | NA | -1 | NA | -2 | NA | -1 | NA | NA | NA | Minor | - | Low | Negligible | 13 | 11 | N | N | N | N
51cF | 55.11 | Trowbridge to North Warminster | Internal potable transfer | Distribution Options | WXWWSX | Feasible | N |  |  | N | N | N | N | N | N | N/A | WXWWSX | WXWWSX | 5 | 9 | NA |  |  |  | 0 | 0 | 2239.628 | 275.575 | 121.253 |  | 0 |  | -4.2 | -1 | NA | -1 | NA | -1 | NA | -2 | NA | -1 | NA | NA | NA | Minor | - | Low | Negligible | 12 | 11 | N | N | N | N
51cF | 55.12 | Yeovil to Dorchester - 7Ml/d | Internal potable transfer | Distribution Options | WXWWSX | Feasible | N |  |  | N | N | N | N | N | N | N/A | WXWWSX | WXWWSX | 7 | 9 | NA |  |  |  | 3.08 | 7 | 10295.326 | 2074.66 | 912.8504 |  | 35.9352 |  | -10.8 | -3 | NA | -2 | NA | -1 | NA | -3 | NA | -1 | NA | NA | NA | Minor | - | Uncertain | Uncertain | 3 | 8 | N | N | N | N
51aF | 56.01 | Salisbury Boreholes - 7Ml/d | Groundwater enhancement | Resource Options | WXWWSX | Feasible | N |  | N/A | N | N | N | N | N | N | N/A | N/A | N/A | 7 | 10 | NA |  |  |  | 3.08 | 7 | 2909.332 | 3288.285 | 1446.8454 |  | 212.6779 |  | -7 | -1 | NA | -2 | NA | -2 | NA | -2 | NA | -1 | NA | NA | NA | Medium | Compliant | Low | Uncertain | 10 | 6 | N | N | N | N
51cF | 57.01 | Demand Strategy 1 | Active leakage management | Distribution Options | WXWWSX | Feasible | N |  |  | N | N | N | N | N | N | N/A | N/A | N/A | 66.83 | 0 | NA |  |  |  | 29.4052 | 66.83 | 223570.7611 | -401.827 | -176.8039 |  | 18.3858 |  | NA | NA | NA | NA | NA | NA | NA | NA | NA | NA | NA | NA | NA | NA | NA | NA | NA | NA | NA | N | N | N | N
51cF | 57.02 | Demand Strategy 2 | Active leakage management | Distribution Options | WXWWSX | Feasible | N |  |  | N | N | N | N | N | N | N/A | N/A | N/A | 65.25 | 0 | NA |  |  |  | 28.71 | 65.25 | 127774.9448 | -5599.3449 | -2463.7118 |  | 15.0164 |  | NA | NA | NA | NA | NA | NA | NA | NA | NA | NA | NA | NA | NA | NA | NA | NA | NA | NA | NA | N | N | N | N
51cF | 57.03 | Demand Strategy 3 | Active leakage management | Distribution Options | WXWWSX | Feasible | N |  |  | N | N | N | N | N | N | N/A | N/A | N/A | 64.45 | 0 | NA |  |  |  | 28.358 | 64.45 | 127664.4866 | -5501.4946 | -2420.6576 |  | 12.8715 |  | NA | NA | NA | NA | NA | NA | NA | NA | NA | NA | NA | NA | NA | NA | NA | NA | NA | NA | NA | N | N | N | N
51cF | 57.04 | Demand Strategy 4 | Active leakage management | Distribution Options | WXWWSX | Feasible | N |  |  | N | N | N | N | N | N | N/A | N/A | N/A | 65.81 | 0 | NA |  |  |  | 28.9564 | 65.81 | 126179.8805 | -4043.0158 | -1778.927 |  | 16.5029 |  | NA | NA | NA | NA | NA | NA | NA | NA | NA | NA | NA | NA | NA | NA | NA | NA | NA | NA | NA | N | N | N | N
51cF | 57.05 | Demand Strategy 5 | Active leakage management | Distribution Options | WXWWSX | Feasible | N |  |  | N | N | N | N | N | N | N/A | N/A | N/A | 66.83 | 0 | NA |  |  |  | 29.4052 | 66.83 | 223550.5821 | -131.9006 | -58.0363 |  | 20.361 |  | NA | NA | NA | NA | NA | NA | NA | NA | NA | NA | NA | NA | NA | NA | NA | NA | NA | NA | NA | N | N | N | N
51cF | 57.06 | Demand Strategy 6 | Active leakage management | Distribution Options | WXWWSX | Feasible | N |  |  | N | Y | N | N | N | N | N/A | N/A | N/A | 62.18 | 0 | NA |  |  |  | 27.3592 | 62.18 | 94818.9425 | -4313.0094 | -1897.7241 |  | 8.4648 |  | NA | NA | NA | NA | NA | NA | NA | NA | NA | NA | NA | NA | NA | NA | NA | NA | NA | NA | NA | N | N | N | N
51cP | 57.07 | Demand Strategy 7 | Active leakage management | Distribution Options | WXWWSX | Preferred | N |  |  | Y | N | Y | Y | Y | Y | N/A | N/A | N/A | 105.682 | 0 | 2025-26 |  |  |  | 74.9899 | 105.682 | 223051.7441 | 7012.938 | 3085.6927 |  | 18.17 |  | NA | NA | NA | NA | NA | NA | NA | NA | NA | NA | NA | NA | NA | NA | NA | NA | NA | NA | NA | Y | Y | Y | Y
51cF | 58.01 | Bristol bulk import - 15 Ml/d | External potable bulk supply/transfer | Distribution Options | WXWWSX | Feasible | Y |  |  | N | N | N | N | N | N | N/A | BWXBRS | WXWWSX | 15 | 9 | NA |  |  |  | 6.6 | 15 | 20667.171 | 667.95 | 293.898 |  | 20.6967 |  | -9 | -3 | NA | -1 | NA | -1 | NA | -3 | NA | -1 | NA | NA | NA | Minor | None | Low | Negligible | 2 | 12 | N | N | N | N
51cU | 58.02 | Bristol bulk import - 30 Ml/d | External potable bulk supply/transfer | Distribution Options | WXWWSX | Unconstrained | Y | [8 empty] | Constraints - feasibility | BWXBRS | WXWWSX | 30
51aP | 59.01 | Stream Support at Mere | Groundwater enhancement | Resource Options | WXWWSX | Preferred | N |  |  | Y | Y | Y | Y | Y | Y | N/A | N/A | N/A | 5 | 5 | 2030-31 |  |  |  | 2.2 | 5 | 52.812 | 36.9745 | 16.2688 |  | 14.0194 |  | -11 | -2 | NA | -2 | NA | -1 | NA | -1 | NA | -3 | NA | NA | NA | None | None | Negligible | Negligible | 10 | 12 | Y | Y | Y | Y
51cP | 70.01 | Bristol Import and onwards transfer I | External potable bulk supply/transfer | Distribution Options | WXWWSX | Preferred | Y |  |  | Y | Y | Y | Y | Y | N | N/A | WXWWSX | WXWWSX | 7 | 9 | 2033-34 |  |  |  | 3.08 | 7 | 6544.034 | 178.266 | 179.266 |  | 41.3846 |  | -8.4 | -3 | NA | -2 | NA | -1 | NA | -2 | NA | -1 | NA | NA | NA | None | - | Low | Uncertain | 5 | 12 | N | N | Y | Y
51cF | 70.02 | Bristol Import and onwards transfer II | External potable bulk supply/transfer | Distribution Options | WXWWSX | Feasible | Y |  |  | N | N | Y | N | N | Y | N/A | WXWWSX | WXWWSX | 7 | 9 | NA |  |  |  | 3.08 | 7 | 7581.621 | 7062.02 | 3107.2888 |  | 76.686 |  | -8.4 | -3 | NA | -2 | NA | -1 | NA | -2 | NA | -1 | NA | NA | NA | None | - | Low | Uncertain | 5 | 12 | Y | Y | N | N
51cF | 70.03 | Bristol Import and onwards transfer III | External potable bulk supply/transfer | Distribution Options | WXWWSX | Feasible | Y |  |  | N | Y | Y | N | Y | N | N/A | WXWWSX | WXWWSX | 15 | 9 | NA |  |  |  | 6.6 | 15 | 33545.392 | 5360.025 | 2358.411 |  | 49.9762 |  | -10.8 | -3 | NA | -2 | NA | -1 | NA | -3 | NA | -1 | NA | NA | NA | None | - | Low | Uncertain | 2 | 6 | N | N | N | N
51cF | 70.04 | Bristol Import and onwards transfer IV | External potable bulk supply/transfer | Distribution Options | WXWWSX | Feasible | Y |  |  | N | N | Y | N | N | Y | N/A | WXWWSX | WXWWSX | 15 | 9 | NA |  |  |  | 6.6 | 15 | 27352.822 | 3783.225 | 1664.619 |  | 39.9761 |  | -9 | -3 | NA | -1 | NA | -1 | NA | -3 | NA | -1 | NA | NA | NA | None | - | Low | Negligible | 2 | 11 | N | N | N | N
51cF | 70.05 | Bristol Import and onwards transfer V | External potable bulk supply/transfer | Distribution Options | WXWWSX | Feasible | Y |  |  | N | N | Y | N | N | N | N/A | WXWWSX | WXWWSX | 15 | 9 | NA |  |  |  | 6.6 | 15 | 43883.617 | 30315.075 | 13338.633 |  | 122.8335 |  | -9 | -3 | NA | -1 | NA | -1 | NA | -3 | NA | -1 | NA | NA | NA | None | - | Uncertain | low | 2 | 6 | N | N | N | Y
51bP | 70.06 | Increased Reservoir Capacity and East Transfer | Water treatment works capacity increase | Production Options | WXWWSX | Preferred | N |  |  | Y | Y | Y | Y | Y | Y | N/A | N/A | N/A | 4 | 9 | 2035-36 |  |  |  | 1.76 | 4 | 21625.987 | 1671.7 | 735.548 |  | 183.4802 |  | -18 | -3 | NA | -2 | NA | -1 | NA | -3 | NA | -3 | NA | NA | NA | None | - | Low | Uncertain | 2 | 11 | Y | Y | Y | N
51aF | 70.07 | Hampshire Avon Boreholes and Transfer | New groundwater | Resource Options | WXWWSX | Feasible | N |  |  | N | N | Y | N | N | N | N/A | N/A | N/A | 14.4 | 10 | NA |  |  |  | 6.336 | 14.4 | 12500.681 | 15662.88 | 6891.6672 |  | 194.7601 |  | -4.2 | -1 | NA | -1 | NA | -1 | NA | -2 | NA | -1 | NA | NA | NA | Medium | Not Compliant - Risk | Low | Uncertain | 8 | 6 | N | N | Y | N
51cU | 32.15a | Upper Stour New Reservoir - Stour Transfer | Internal potable transfer | Distribution Options | WXWWSX | Unconstrained | N | [8 empty] | Constraints - feasibility | WXWWSX | WXWWSX | 15
51cU | 32.15b | Upper Stour New Reservoir - Stour Transfer | Internal potable transfer | Distribution Options | WXWWSX | Unconstrained | N | [8 empty] | Constraints - feasibility | WXWWSX | WXWWSX | 30
51dP | 57.07a | Government Labelling - DS7 | Water efficiency customer education / awareness | Customer Options | WXWWSX | Preferred | N |  | N/A | Y | N | Y | Y | Y | Y | N/A | N/A | N/A | 59.0073 | 0 | 2025-26 |  |  |  | 24.5087 | 59.0073 | 0 | -97.9195 | -43.0846 |  | 0.0033047 |  | NA | NA | NA | NA | NA | NA | NA | NA | NA | NA | NA | NA | NA | NA | NA | NA | NA | NA | NA | Y | Y | Y | Y
51dP | 57.07b | Household Home Check Visits - DS7 | Household water audit | Customer Options | WXWWSX | Preferred | N |  | N/A | Y | N | Y | Y | Y | Y | N/A | N/A | N/A | 22.5201 | 0 | 2025-26 |  |  |  | 12.0916 | 22.5201 | 0 | 3.8313 | 1.6858 |  | 0.26567 |  | NA | NA | NA | NA | NA | NA | NA | NA | NA | NA | NA | NA | NA | NA | NA | NA | NA | NA | NA | Y | Y | Y | Y
51dP | 57.07c | Non Household Water Efficiency Visits - DS7 | Non-household water audit | Customer Options | WXWWSX | Preferred | N |  | N/A | Y | N | Y | Y | Y | Y | N/A | N/A | N/A | 3.7 | 0 | 2025-26 |  |  |  | 2.6606 | 3.7 | 0 | -1.7262 | -0.75951 |  | 0.012532 |  | NA | NA | NA | NA | NA | NA | NA | NA | NA | NA | NA | NA | NA | NA | NA | NA | NA | NA | NA | Y | Y | Y | Y
51dP | 57.07d | Optant Household Smart Meters - DS7 | Metering optants | Customer Options | WXWWSX | Preferred | N |  | N/A | Y | N | Y | Y | Y | Y | N/A | N/A | N/A | 1.6803 | 0 | 2025-26 |  |  |  | 1.3611 | 1.6803 | 13835.9048 | 20.6696 | 9.0946 |  | 0.053384 |  | NA | NA | NA | NA | NA | NA | NA | NA | NA | NA | NA | NA | NA | NA | NA | NA | NA | NA | NA | Y | Y | Y | Y
51dP | 57.07e | Compulsory Household Smart Meters - DS7 | Metering compulsory | Customer Options | WXWWSX | Preferred | N |  | N/A | Y | N | Y | Y | Y | Y | N/A | N/A | N/A | 6.227 | 0 | 2025-26 |  |  |  | 5.5963 | 6.227 | 51274.098 | 76.5988 | 33.7035 |  | 2.0214 |  | NA | NA | NA | NA | NA | NA | NA | NA | NA | NA | NA | NA | NA | NA | NA | NA | NA | NA | NA | Y | Y | Y | Y
51dP | 57.07f | New Properties Smart Meters - DS7 | Metering compulsory | Customer Options | WXWWSX | Preferred | N |  | N/A | Y | N | Y | Y | Y | Y | N/A | N/A | N/A | 2.7176 | 0 | 2025-26 |  |  |  | 1.4269 | 2.7176 | 22377.3001 | 33.4297 | 14.709 |  | 7.2025 |  | NA | NA | NA | NA | NA | NA | NA | NA | NA | NA | NA | NA | NA | NA | NA | NA | NA | NA | NA | Y | Y | Y | Y
51dP | 57.07g | Non Household Smart Meters - DS7 | Metering compulsory | Customer Options | WXWWSX | Preferred | N |  | N/A | Y | N | Y | Y | Y | Y | N/A | N/A | N/A | 3.8936 | 0 | 2025-26 |  |  |  | 3.4999 | 3.8936 | 4995.5956 | -5.2892 | -2.3272 |  | 0.1389 |  | NA | NA | NA | NA | NA | NA | NA | NA | NA | NA | NA | NA | NA | NA | NA | NA | NA | NA | NA | Y | Y | Y | Y
51cP | 57.07h | Leakage Strategy - DS7 | Active leakage management | Distribution Options | WXWWSX | Preferred | N |  | N/A | Y | N | Y | Y | Y | Y | N/A | N/A | N/A | 25.3 | 0 | 2025-26 |  |  |  | 19.9711 | 25.3 | 130568.8457 | 6983.3434 | 3072.6711 |  | 8.4724 |  | NA | NA | NA | NA | NA | NA | NA | NA | NA | NA | NA | NA | NA | NA | NA | NA | NA | NA | NA | Y | Y | Y | Y
Option type
| Increase raw water abstractions |  | RSRWA | Ml/d | 2
| Raw water imports |  | RSRWI | Ml/d | 2
| Potable water Imports (input reductions as -ve) |  | RSPWI | Ml/d | 2
| Reduce raw water losses and operational use (input as -ve) |  | RSLOU | Ml/d | 2
| Reduced raw water export (including non potable supplies) |  | RSRWE | Ml/d | 2
| Reduce potable water exports (input as -ve) |  | RSPWE | Ml/d | 2
| Other options to increase deployable output |  | RSIPO | Ml/d | 2
| Reduce treatment works losses (input as -ve) |  | PSTWL | Ml/d | 2
| Reduce outages (input as -ve) |  | PSROU | Ml/d | 2
For commercial reasons this column is redacted and not available in the version of this document published on our website.
For commercial reasons these columns are redacted and not available in the version of this document published on our website.
For commercial reasons this column is redacted and not available in the version of this document published on our website.
For commercial reasons this column is redacted and not available in the version of this document published on our website.

## 5. Options Benefits (DYAA)
Water Company | Wessex Water | Version | 1 |  | Back to title page
Table 5: WRZ Level - Options Benefits | [9 empty] | Gains in Water Available For Use / Savings in Demand under the selected programme (Ml/d) input as +ve
WRMP24 Reference | Option name | Option ID | Option Type (defined list) | Option Group | Sub-option (Y/N) | Preferred (most likely), Least Cost, Ofwat Core or Alternative Programme | WRZ (defined list) | Unit | Decimal places | 2019-20 | 2020-21 | 2021-22 | 2022-23 | 2023-24 | 2024-25 | 2025-26 | 2026-27 | 2027-28 | 2028-29 | 2029-30 | 2030-31 | 2031-32 | 2032-33 | 2033-34 | 2034-35 | 2035-36 | 2036-37 | 2037-38 | 2038-39 | 2039-40 | 2040-41 | 2041-42 | 2042-43 | 2043-44 | 2044-45 | 2045-46 | 2046-47 | 2047-48 | 2048-49 | 2049-50 | 2050-51 | 2051-52 | 2052-53 | 2053-54 | 2054-55 | 2055-56 | 2056-57 | 2057-58 | 2058-59 | 2059-60 | 2060-61 | 2061-62 | 2062-63 | 2063-64 | 2064-65 | 2065-66 | 2066-67 | 2067-68 | 2068-69 | 2069-70 | 2070-71 | 2071-72 | 2072-73 | 2073-74 | 2074-75 | 2075-76 | 2076-77 | 2077-78 | 2078-79 | 2079-80 | 2080-81 | 2081-82 | 2082-83 | 2083-84 | 2084-85 | 2085-86 | 2086-87 | 2087-88 | 2088-89 | 2089-90 | 2090-91 | 2091-92 | 2092-93 | 2093-94 | 2094-95 | 2095-96 | 2096-97 | 2097-98 | 2098-99 | 2099-100
52aA | Amesbury boreholes | 34.1 | New groundwater | Resource Options | N | Alternative Programme 2 (Higher Alternative Need Pathway) | WXWWSX | Ml/d | 2 | 0 | 0 | 0 | 0 | 0 | 0 | 0 | 0 | 0 | 0 | 0 | 0 | 0 | 0 | 0 | 0 | 4 | 4 | 4 | 4 | 4 | 4 | 4 | 4 | 4 | 4 | 4 | 4 | 4 | 4 | 4 | 4 | 4 | 4 | 4 | 4 | 4 | 4 | 4 | 4 | 4 | 4 | 4 | 4 | 4 | 4 | 4 | 4 | 4 | 4 | 4 | 4 | 4 | 4 | 4 | 4 | 4 | 4 | 4 | 4 | 4
52aA | Amesbury boreholes | 34.1 | New groundwater | Resource Options | N | Alternative Programme 4 (Central Alternative Pathway 1) | WXWWSX | Ml/d | 2 | 0 | 0 | 0 | 0 | 0 | 0 | 0 | 0 | 0 | 0 | 0 | 0 | 0 | 0 | 0 | 0 | 0 | 0 | 0 | 0 | 0 | 0 | 0 | 0 | 0 | 0 | 0 | 0 | 0 | 0 | 0 | 0 | 0 | 0 | 0 | 0 | 0 | 0 | 0 | 0 | 0 | 0 | 0 | 0 | 0 | 0 | 4 | 4 | 4 | 4 | 4 | 4 | 4 | 4 | 4 | 4 | 4 | 4 | 4 | 4 | 4
52aA | Amesbury boreholes | 34.1 | New groundwater | Resource Options | N | Least Cost Programme | WXWWSX | Ml/d | 2 | 0 | 0 | 0 | 0 | 0 | 0 | 0 | 0 | 0 | 0 | 0 | 0 | 0 | 0 | 0 | 0 | 4 | 4 | 4 | 4 | 4 | 4 | 4 | 4 | 4 | 4 | 4 | 4 | 4 | 4 | 4 | 4 | 4 | 4 | 4 | 4 | 4 | 4 | 4 | 4 | 4 | 4 | 4 | 4 | 4 | 4 | 4 | 4 | 4 | 4 | 4 | 4 | 4 | 4 | 4 | 4 | 4 | 4 | 4 | 4 | 4
52cA | Bristol Import and onwards transfer I | 70.01 | External potable bulk supply/transfer | Distribution Options | N | Preferred (Most Likely) | WXWWSX | Ml/d | 2 | 0 | 0 | 0 | 0 | 0 | 0 | 0 | 0 | 0 | 0 | 0 | 0 | 0 | 0 | 4 | 4 | 4 | 4 | 4 | 4 | 4 | 4 | 4 | 4 | 4 | 4 | 4 | 4 | 4 | 4 | 4 | 4 | 4 | 4 | 4 | 4 | 4 | 4 | 4 | 4 | 4 | 4 | 4 | 4 | 4 | 4 | 4 | 4 | 4 | 4 | 4 | 4 | 4 | 4 | 4 | 4 | 4 | 4 | 4 | 4 | 4
52cA | Bristol Import and onwards transfer I | 70.01 | External potable bulk supply/transfer | Distribution Options | N | Alternative Programme 2 (Higher Alternative Need Pathway) | WXWWSX | Ml/d | 2 | 0 | 0 | 0 | 0 | 0 | 0 | 0 | 0 | 0 | 0 | 0 | 0 | 0 | 0 | 4 | 4 | 4 | 4 | 4 | 4 | 4 | 4 | 4 | 4 | 4 | 4 | 4 | 4 | 4 | 4 | 4 | 4 | 4 | 4 | 4 | 4 | 4 | 4 | 4 | 4 | 4 | 4 | 4 | 4 | 4 | 4 | 4 | 4 | 4 | 4 | 4 | 4 | 4 | 4 | 4 | 4 | 4 | 4 | 4 | 4 | 4
52cA | Bristol Import and onwards transfer I | 70.01 | External potable bulk supply/transfer | Distribution Options | N | Alternative Programme 6 (Central Alternative Pathway 3) | WXWWSX | Ml/d | 2 | 0 | 0 | 0 | 0 | 0 | 0 | 0 | 0 | 0 | 0 | 0 | 0 | 0 | 0 | 4 | 4 | 4 | 4 | 4 | 4 | 4 | 4 | 4 | 4 | 4 | 4 | 4 | 4 | 4 | 4 | 4 | 4 | 4 | 4 | 4 | 4 | 4 | 4 | 4 | 4 | 4 | 4 | 4 | 4 | 4 | 4 | 4 | 4 | 4 | 4 | 4 | 4 | 4 | 4 | 4 | 4 | 4 | 4 | 4 | 4 | 4
52cA | Bristol Import and onwards transfer I | 70.01 | External potable bulk supply/transfer | Distribution Options | N | Alternative Programme 7 (Central Alternative Pathway 4) | WXWWSX | Ml/d | 2 | 0 | 0 | 0 | 0 | 0 | 0 | 0 | 0 | 0 | 0 | 0 | 0 | 0 | 0 | 4 | 4 | 4 | 4 | 4 | 4 | 4 | 4 | 4 | 4 | 4 | 4 | 4 | 4 | 4 | 4 | 4 | 4 | 4 | 4 | 4 | 4 | 4 | 4 | 4 | 4 | 4 | 4 | 4 | 4 | 4 | 4 | 4 | 4 | 4 | 4 | 4 | 4 | 4 | 4 | 4 | 4 | 4 | 4 | 4 | 4 | 4
52cA | Bristol Import and onwards transfer I | 70.01 | External potable bulk supply/transfer | Distribution Options | N | Least Cost Programme | WXWWSX | Ml/d | 2 | 0 | 0 | 0 | 0 | 0 | 0 | 0 | 0 | 0 | 0 | 0 | 0 | 0 | 0 | 4 | 4 | 4 | 4 | 4 | 4 | 4 | 4 | 4 | 4 | 4 | 4 | 4 | 4 | 4 | 4 | 4 | 4 | 4 | 4 | 4 | 4 | 4 | 4 | 4 | 4 | 4 | 4 | 4 | 4 | 4 | 4 | 4 | 4 | 4 | 4 | 4 | 4 | 4 | 4 | 4 | 4 | 4 | 4 | 4 | 4 | 4
52cA | Bristol Import and onwards transfer II | 70.02 | External potable bulk supply/transfer | Distribution Options | N | Alternative Programme 3 (Higher Alternative Need - No HA options available) | WXWWSX | Ml/d | 2 | 0 | 0 | 0 | 0 | 0 | 0 | 0 | 0 | 0 | 0 | 0 | 0 | 0 | 0 | 4 | 4 | 4 | 4 | 4 | 4 | 4 | 4 | 4 | 4 | 4 | 4 | 4 | 4 | 4 | 4 | 4 | 4 | 4 | 4 | 4 | 4 | 4 | 4 | 4 | 4 | 4 | 4 | 4 | 4 | 4 | 4 | 4 | 4 | 4 | 4 | 4 | 4 | 4 | 4 | 4 | 4 | 4 | 4 | 4 | 4 | 4
52cA | Bristol Import and onwards transfer II | 70.02 | External potable bulk supply/transfer | Distribution Options | N | Alternative Programme 4 (Central Alternative Pathway 1) | WXWWSX | Ml/d | 2 | 0 | 0 | 0 | 0 | 0 | 0 | 0 | 0 | 0 | 0 | 0 | 0 | 0 | 0 | 4 | 4 | 4 | 4 | 4 | 4 | 4 | 4 | 4 | 4 | 4 | 4 | 4 | 4 | 4 | 4 | 4 | 4 | 4 | 4 | 4 | 4 | 4 | 4 | 4 | 4 | 4 | 4 | 4 | 4 | 4 | 4 | 4 | 4 | 4 | 4 | 4 | 4 | 4 | 4 | 4 | 4 | 4 | 4 | 4 | 4 | 4
52cA | Bristol Import and onwards transfer II | 70.02 | External potable bulk supply/transfer | Distribution Options | N | Alternative Programme 5 - (Central Alternative Pathway 2) | WXWWSX | Ml/d | 2 | 0 | 0 | 0 | 0 | 0 | 0 | 0 | 0 | 0 | 0 | 0 | 0 | 0 | 0 | 4 | 4 | 4 | 4 | 4 | 4 | 4 | 4 | 4 | 4 | 4 | 4 | 4 | 4 | 4 | 4 | 4 | 4 | 4 | 4 | 4 | 4 | 4 | 4 | 4 | 4 | 4 | 4 | 4 | 4 | 4 | 4 | 4 | 4 | 4 | 4 | 4 | 4 | 4 | 4 | 4 | 4 | 4 | 4 | 4 | 4 | 4
52cA | Bristol Import and onwards transfer III | 70.03 | External potable bulk supply/transfer | Distribution Options | N | Alternative Programme 2 (Higher Alternative Need Pathway) | WXWWSX | Ml/d | 2 | 0 | 0 | 0 | 0 | 0 | 0 | 0 | 0 | 0 | 0 | 0 | 0 | 0 | 0 | 0 | 0 | 10 | 10 | 10 | 10 | 10 | 10 | 10 | 10 | 10 | 10 | 10 | 10 | 10 | 10 | 10 | 10 | 10 | 10 | 10 | 10 | 10 | 10 | 10 | 10 | 10 | 10 | 10 | 10 | 10 | 10 | 10 | 10 | 10 | 10 | 10 | 10 | 10 | 10 | 10 | 10 | 10 | 10 | 10 | 10 | 10
52cA | Bristol Import and onwards transfer III | 70.03 | External potable bulk supply/transfer | Distribution Options | N | Least Cost Programme | WXWWSX | Ml/d | 2 | 0 | 0 | 0 | 0 | 0 | 0 | 0 | 0 | 0 | 0 | 0 | 0 | 0 | 0 | 0 | 0 | 10 | 10 | 10 | 10 | 10 | 10 | 10 | 10 | 10 | 10 | 10 | 10 | 10 | 10 | 10 | 10 | 10 | 10 | 10 | 10 | 10 | 10 | 10 | 10 | 10 | 10 | 10 | 10 | 10 | 10 | 10 | 10 | 10 | 10 | 10 | 10 | 10 | 10 | 10 | 10 | 10 | 10 | 10 | 10 | 10
52cA | Bristol Import and onwards transfer IV | 70.04 | External potable bulk supply/transfer | Distribution Options | N | Alternative Programme 3 (Higher Alternative Need - No HA options available) | WXWWSX | Ml/d | 2 | 0 | 0 | 0 | 0 | 0 | 0 | 0 | 0 | 0 | 0 | 0 | 0 | 0 | 0 | 0 | 0 | 10 | 10 | 10 | 10 | 10 | 10 | 10 | 10 | 10 | 10 | 10 | 10 | 10 | 10 | 10 | 10 | 10 | 10 | 10 | 10 | 10 | 10 | 10 | 10 | 10 | 10 | 10 | 10 | 10 | 10 | 10 | 10 | 10 | 10 | 10 | 10 | 10 | 10 | 10 | 10 | 10 | 10 | 10 | 10 | 10
52cA | Bristol Import and onwards transfer V | 70.05 | External potable bulk supply/transfer | Distribution Options | N | Alternative Programme 7 (Central Alternative Pathway 4) | WXWWSX | Ml/d | 2 | 0 | 0 | 0 | 0 | 0 | 0 | 0 | 0 | 0 | 0 | 0 | 0 | 0 | 0 | 0 | 0 | 10 | 10 | 10 | 10 | 10 | 10 | 10 | 10 | 10 | 10 | 10 | 10 | 10 | 10 | 10 | 10 | 10 | 10 | 10 | 10 | 10 | 10 | 10 | 10 | 10 | 10 | 10 | 10 | 10 | 10 | 10 | 10 | 10 | 10 | 10 | 10 | 10 | 10 | 10 | 10 | 10 | 10 | 10 | 10 | 10
52cA | North Bath Resilience | 18.28 | Internal potable transfer | Distribution Options | N | Alternative Programme 3 (Higher Alternative Need - No HA options available) | WXWWSX | Ml/d | 2 | 0 | 0 | 0 | 0 | 0 | 0 | 0 | 0 | 0 | 0 | 0 | 0 | 0 | 0 | 0 | 0 | 2.5 | 2.5 | 2.5 | 2.5 | 2.5 | 2.5 | 2.5 | 2.5 | 2.5 | 2.5 | 2.5 | 2.5 | 2.5 | 2.5 | 2.5 | 2.5 | 2.5 | 2.5 | 2.5 | 2.5 | 2.5 | 2.5 | 2.5 | 2.5 | 2.5 | 2.5 | 2.5 | 2.5 | 2.5 | 2.5 | 2.5 | 2.5 | 2.5 | 2.5 | 2.5 | 2.5 | 2.5 | 2.5 | 2.5 | 2.5 | 2.5 | 2.5 | 2.5 | 2.5 | 2.5
52cA | North Bath Resilience | 18.28 | Internal potable transfer | Distribution Options | N | Least Cost Programme | WXWWSX | Ml/d | 2 | 0 | 0 | 0 | 0 | 0 | 0 | 0 | 0 | 0 | 0 | 0 | 0 | 0 | 0 | 0 | 0 | 0 | 0 | 0 | 0 | 0 | 2.5 | 2.5 | 2.5 | 2.5 | 2.5 | 2.5 | 2.5 | 2.5 | 2.5 | 2.5 | 2.5 | 2.5 | 2.5 | 2.5 | 2.5 | 2.5 | 2.5 | 2.5 | 2.5 | 2.5 | 2.5 | 2.5 | 2.5 | 2.5 | 2.5 | 2.5 | 2.5 | 2.5 | 2.5 | 2.5 | 2.5 | 2.5 | 2.5 | 2.5 | 2.5 | 2.5 | 2.5 | 2.5 | 2.5 | 2.5
52cA | Salisbury to Amesbury to Tidworth Transfer | 21.13 | Internal potable transfer | Distribution Options | N | Alternative Programme 2 (Higher Alternative Need Pathway) | WXWWSX | Ml/d | 2 | 0 | 0 | 0 | 0 | 0 | 0 | 0 | 0 | 0 | 0 | 0 | 0 | 0 | 0 | 0 | 0 | 0 | 0 | 0 | 0 | 0 | 0 | 0 | 0 | 0 | 0 | 0 | 0 | 0 | 0 | 0 | 0 | 0 | 0 | 0 | 0 | 0 | 0 | 0 | 0 | 0 | 0 | 0 | 0 | 0 | 0 | 0 | 0 | 0 | 0 | 0 | 0 | 0 | 0 | 0 | 0 | 0 | 0 | 0 | 0 | 10
52cA | Salisbury to Amesbury to Tidworth Transfer | 21.13 | Internal potable transfer | Distribution Options | N | Alternative Programme 3 (Higher Alternative Need - No HA options available) | WXWWSX | Ml/d | 2 | 0 | 0 | 0 | 0 | 0 | 0 | 0 | 0 | 0 | 0 | 0 | 0 | 0 | 0 | 0 | 0 | 0 | 0 | 0 | 0 | 0 | 0 | 0 | 0 | 0 | 0 | 0 | 0 | 0 | 0 | 0 | 0 | 0 | 0 | 0 | 0 | 0 | 0 | 0 | 0 | 0 | 0 | 0 | 0 | 0 | 0 | 0 | 10 | 10 | 10 | 10 | 10 | 10 | 10 | 10 | 10 | 10 | 10 | 10 | 10 | 10
52dA | Compulsory Household Smart Meters - DS7 | 57.07e | Metering compulsory | Customer Options | Y | Preferred (Most Likely) | WXWWSX | Ml/d | 2 | 0 | 0 | 0 | 0 | 0 | 0 | 0.24987 | 0.78554 | 1.3724 | 1.9905 | 2.639 | 3.477 | 4.513 | 5.5893 | 6.6967 | 7.8178 | 8.5577 | 8.87 | 9.1082 | 9.2826 | 9.4065 | 9.4983 | 9.5335 | 9.5267 | 9.5121 | 9.4887 | 9.4661 | 9.4464 | 9.4296 | 9.4152 | 9.4032 | 9.3797 | 9.3457 | 9.3153 | 9.2884 | 9.2645 | 9.2434 | 9.225 | 9.2091 | 9.1954 | 9.1839 | 9.1742 | 9.1664 | 9.1603 | 9.1558 | 9.1527 | 9.151 | 9.1506 | 9.1514 | 9.1534 | 9.1564 | 9.1604 | 9.1654 | 9.1713 | 9.178 | 9.1855 | 9.1938 | 9.2028 | 9.2125 | 9.2229 | 7.7295
52bA | Pump Storage - Quantock Reservoir | 30.02 | New/Enhanced pumping station | Production Options | N | Alternative Programme 2 (Higher Alternative Need Pathway) | WXWWSX | Ml/d | 2 | 0 | 0 | 0 | 0 | 0 | 0 | 0 | 0 | 0 | 0 | 0 | 0 | 0 | 0 | 0 | 0 | 0 | 0 | 0 | 0 | 0 | 0 | 0 | 0 | 0 | 0 | 0 | 0 | 0 | 0 | 0 | 0 | 0 | 0 | 0 | 0 | 0 | 0 | 0 | 0 | 0 | 0 | 0 | 2 | 2 | 2 | 2 | 2 | 2 | 2 | 2 | 2 | 2 | 2 | 2 | 2 | 2 | 2 | 2 | 2 | 2
52bA | Pump Storage - Quantock Reservoir | 30.02 | New/Enhanced pumping station | Production Options | N | Alternative Programme 3 (Higher Alternative Need - No HA options available) | WXWWSX | Ml/d | 2 | 0 | 0 | 0 | 0 | 0 | 0 | 0 | 0 | 0 | 0 | 0 | 0 | 0 | 0 | 0 | 0 | 0 | 0 | 0 | 0 | 0 | 0 | 0 | 0 | 0 | 0 | 0 | 0 | 0 | 0 | 0 | 0 | 0 | 0 | 0 | 0 | 0 | 0 | 0 | 0 | 0 | 0 | 0 | 0 | 2 | 2 | 2 | 2 | 2 | 2 | 2 | 2 | 2 | 2 | 2 | 2 | 2 | 2 | 2 | 2 | 2
52cA | West Somerset Reservoirs transfer upgrade | 18.1 | Internal potable transfer | Distribution Options | N | Alternative Programme 2 (Higher Alternative Need Pathway) | WXWWSX | Ml/d | 2 | 0 | 0 | 0 | 0 | 0 | 0 | 0 | 0 | 0 | 0 | 0 | 0 | 0 | 0 | 0 | 0 | 0 | 0 | 0 | 0 | 0 | 0 | 0 | 0 | 0 | 0 | 0 | 0 | 0 | 0 | 0 | 0 | 0 | 0 | 0 | 0 | 0 | 0 | 0 | 0 | 0 | 0 | 0 | 3 | 3 | 3 | 3 | 3 | 3 | 3 | 3 | 3 | 3 | 3 | 3 | 3 | 3 | 3 | 3 | 3 | 3
52cA | West Somerset Reservoirs transfer upgrade | 18.1 | Internal potable transfer | Distribution Options | N | Alternative Programme 3 (Higher Alternative Need - No HA options available) | WXWWSX | Ml/d | 2 | 0 | 0 | 0 | 0 | 0 | 0 | 0 | 0 | 0 | 0 | 0 | 0 | 0 | 0 | 0 | 0 | 0 | 0 | 0 | 0 | 0 | 0 | 0 | 0 | 0 | 0 | 0 | 0 | 0 | 0 | 0 | 0 | 0 | 0 | 0 | 0 | 0 | 0 | 0 | 0 | 0 | 0 | 0 | 0 | 3 | 3 | 3 | 3 | 3 | 3 | 3 | 3 | 3 | 3 | 3 | 3 | 3 | 3 | 3 | 3 | 3
52cA | Demand Strategy 6 | 57.06 | Active leakage management | Distribution Options | N | Least Cost Programme | WXWWSX | Ml/d | 2 | 0 | 0 | 0 | 0 | 0 | 0 | 0.92 | 2.36 | 3.83 | 5.32 | 6.82 | 8.14 | 9.43 | 10.71 | 12.02 | 13.3 | 15.01 | 17.16 | 19.3 | 21.43 | 23.55 | 25.66 | 27.76 | 29.86 | 31.95 | 34.04 | 36.12 | 38.2 | 40.26 | 42.31 | 44.37 | 45.65 | 46.55 | 47.48 | 48.45 | 49.45 | 50.51 | 51.6 | 52.72 | 53.87 | 55.04 | 56.23 | 57.45 | 58.68 | 59.94 | 61.21 | 62.5 | 63.81 | 65.13 | 66.47 | 67.83 | 69.2 | 70.58 | 71.98 | 73.39 | 74.81 | 76.25 | 77.69 | 79.15 | 80.62 | 81.02
52cA | Demand Strategy 7 | 57.07 | Active leakage management | Distribution Options | N | Ofwat Core Programme | WXWWSX | Ml/d | 2 | 0 | 0 | 0 | 0 | 0 | 0 | 2.3713 | 6.7361 | 11.1308 | 15.5127 | 19.8925 | 25.4453 | 31.3881 | 37.1921 | 42.8564 | 48.3706 | 52.7606 | 56.8274 | 60.6851 | 63.7592 | 66.1225 | 68.4419 | 70.6855 | 72.8702 | 75.0478 | 77.2206 | 79.3964 | 81.578 | 83.7655 | 85.9589 | 88.1586 | 88.4857 | 87.898 | 87.4623 | 87.1675 | 87.0032 | 86.96 | 87.0291 | 87.2025 | 87.4728 | 87.8331 | 88.277 | 88.7989 | 89.3932 | 90.0551 | 90.78 | 91.5637 | 92.4023 | 93.2921 | 94.23 | 95.2128 | 96.2378 | 97.3023 | 98.404 | 99.5406 | 100.7102 | 101.9107 | 103.1406 | 104.3982 | 105.682 | 104.4237
52cA | Demand Strategy 7 | 57.07 | Active leakage management | Distribution Options | N | Preferred (Most Likely) | WXWWSX | Ml/d | 2 | 0 | 0 | 0 | 0 | 0 | 0 | 2.3713 | 6.7361 | 11.1308 | 15.5127 | 19.8925 | 25.4453 | 31.3881 | 37.1921 | 42.8564 | 48.3706 | 52.7606 | 56.8274 | 60.6851 | 63.7592 | 66.1225 | 68.4419 | 70.6855 | 72.8702 | 75.0478 | 77.2206 | 79.3964 | 81.578 | 83.7655 | 85.9589 | 88.1586 | 88.4857 | 87.898 | 87.4623 | 87.1675 | 87.0032 | 86.96 | 87.0291 | 87.2025 | 87.4728 | 87.8331 | 88.277 | 88.7989 | 89.3932 | 90.0551 | 90.78 | 91.5637 | 92.4023 | 93.2921 | 94.23 | 95.2128 | 96.2378 | 97.3023 | 98.404 | 99.5406 | 100.7102 | 101.9107 | 103.1406 | 104.3982 | 105.682 | 104.4237
52cA | Demand Strategy 7 | 57.07 | Active leakage management | Distribution Options | N | Alternative Programme 2 (Higher Alternative Need Pathway) | WXWWSX | Ml/d | 2 | 0 | 0 | 0 | 0 | 0 | 0 | 2.3713 | 6.7361 | 11.1308 | 15.5127 | 19.8925 | 25.4453 | 31.3881 | 37.1921 | 42.8564 | 48.3706 | 52.7606 | 56.8274 | 60.6851 | 63.7592 | 66.1225 | 68.4419 | 70.6855 | 72.8702 | 75.0478 | 77.2206 | 79.3964 | 81.578 | 83.7655 | 85.9589 | 88.1586 | 88.4857 | 87.898 | 87.4623 | 87.1675 | 87.0032 | 86.96 | 87.0291 | 87.2025 | 87.4728 | 87.8331 | 88.277 | 88.7989 | 89.3932 | 90.0551 | 90.78 | 91.5637 | 92.4023 | 93.2921 | 94.23 | 95.2128 | 96.2378 | 97.3023 | 98.404 | 99.5406 | 100.7102 | 101.9107 | 103.1406 | 104.3982 | 105.682 | 104.4237
52cA | Demand Strategy 7 | 57.07 | Active leakage management | Distribution Options | N | Alternative Programme 3 (Higher Alternative Need - No HA options available) | WXWWSX | Ml/d | 2 | 0 | 0 | 0 | 0 | 0 | 0 | 2.3713 | 6.7361 | 11.1308 | 15.5127 | 19.8925 | 25.4453 | 31.3881 | 37.1921 | 42.8564 | 48.3706 | 52.7606 | 56.8274 | 60.6851 | 63.7592 | 66.1225 | 68.4419 | 70.6855 | 72.8702 | 75.0478 | 77.2206 | 79.3964 | 81.578 | 83.7655 | 85.9589 | 88.1586 | 88.4857 | 87.898 | 87.4623 | 87.1675 | 87.0032 | 86.96 | 87.0291 | 87.2025 | 87.4728 | 87.8331 | 88.277 | 88.7989 | 89.3932 | 90.0551 | 90.78 | 91.5637 | 92.4023 | 93.2921 | 94.23 | 95.2128 | 96.2378 | 97.3023 | 98.404 | 99.5406 | 100.7102 | 101.9107 | 103.1406 | 104.3982 | 105.682 | 104.4237
52cA | Demand Strategy 7 | 57.07 | Active leakage management | Distribution Options | N | Alternative Programme 6 (Central Alternative Pathway 3) | WXWWSX | Ml/d | 2 | 0 | 0 | 0 | 0 | 0 | 0 | 2.3713 | 6.7361 | 11.1308 | 15.5127 | 19.8925 | 25.4453 | 31.3881 | 37.1921 | 42.8564 | 48.3706 | 52.7606 | 56.8274 | 60.6851 | 63.7592 | 66.1225 | 68.4419 | 70.6855 | 72.8702 | 75.0478 | 77.2206 | 79.3964 | 81.578 | 83.7655 | 85.9589 | 88.1586 | 88.4857 | 87.898 | 87.4623 | 87.1675 | 87.0032 | 86.96 | 87.0291 | 87.2025 | 87.4728 | 87.8331 | 88.277 | 88.7989 | 89.3932 | 90.0551 | 90.78 | 91.5637 | 92.4023 | 93.2921 | 94.23 | 95.2128 | 96.2378 | 97.3023 | 98.404 | 99.5406 | 100.7102 | 101.9107 | 103.1406 | 104.3982 | 105.682 | 104.4237
52cA | Demand Strategy 7 | 57.07 | Active leakage management | Distribution Options | N | Alternative Programme 7 (Central Alternative Pathway 4) | WXWWSX | Ml/d | 2 | 0 | 0 | 0 | 0 | 0 | 0 | 2.3713 | 6.7361 | 11.1308 | 15.5127 | 19.8925 | 25.4453 | 31.3881 | 37.1921 | 42.8564 | 48.3706 | 52.7606 | 56.8274 | 60.6851 | 63.7592 | 66.1225 | 68.4419 | 70.6855 | 72.8702 | 75.0478 | 77.2206 | 79.3964 | 81.578 | 83.7655 | 85.9589 | 88.1586 | 88.4857 | 87.898 | 87.4623 | 87.1675 | 87.0032 | 86.96 | 87.0291 | 87.2025 | 87.4728 | 87.8331 | 88.277 | 88.7989 | 89.3932 | 90.0551 | 90.78 | 91.5637 | 92.4023 | 93.2921 | 94.23 | 95.2128 | 96.2378 | 97.3023 | 98.404 | 99.5406 | 100.7102 | 101.9107 | 103.1406 | 104.3982 | 105.682 | 104.4237
52cA | Demand Strategy 7 | 57.07 | Active leakage management | Distribution Options | N | Alternative Programme 4 (Central Alternative Pathway 1) | WXWWSX | Ml/d | 2 | 0 | 0 | 0 | 0 | 0 | 0 | 1.89 | 4.66 | 7.46 | 10.28 | 13.12 | 15.16 | 17.15 | 19.19 | 21.28 | 23.23 | 25.59 | 28.37 | 31.12 | 33.84 | 36.54 | 39.22 | 41.88 | 44.51 | 47.14 | 49.75 | 52.34 | 54.91 | 57.44 | 59.8 | 62 | 63.1 | 63.62 | 64.2 | 64.84 | 65.55 | 66.34 | 67.21 | 68.11 | 69.06 | 70.05 | 71.08 | 72.14 | 73.23 | 74.35 | 75.51 | 76.69 | 77.89 | 79.12 | 80.37 | 81.64 | 82.94 | 84.25 | 85.58 | 86.93 | 88.3 | 89.69 | 91.09 | 92.5 | 93.94 | 93.3
52cA | Demand Strategy 7 | 57.07 | Active leakage management | Distribution Options | N | Alternative Programme 5 - (Central Alternative Pathway 2) | WXWWSX | Ml/d | 2 | 0 | 0 | 0 | 0 | 0 | 0 | 1.89 | 4.66 | 7.46 | 10.28 | 13.12 | 15.16 | 17.15 | 19.19 | 21.28 | 23.23 | 25.59 | 28.37 | 31.12 | 33.84 | 36.54 | 39.22 | 41.88 | 44.51 | 47.14 | 49.75 | 52.34 | 54.91 | 57.44 | 59.8 | 62 | 63.1 | 63.62 | 64.2 | 64.84 | 65.55 | 66.34 | 67.21 | 68.11 | 69.06 | 70.05 | 71.08 | 72.14 | 73.23 | 74.35 | 75.51 | 76.69 | 77.89 | 79.12 | 80.37 | 81.64 | 82.94 | 84.25 | 85.58 | 86.93 | 88.3 | 89.69 | 91.09 | 92.5 | 93.94 | 93.3
52aA | Drought Permit - Bride catchment | 41.06 | Drought permits/orders | Resource Options | N | Ofwat Core Programme | WXWWSX | Ml/d | 2 | 0 | 0 | 0 | 0 | 0 | 0 | 0.1 | 0.1 | 0.1 | 0.1 | 0.1 | 0.1 | 0.1 | 0.1 | 0.1 | 0.1 | 0.1 | 0.1 | 0.1 | 0.1 | 0.1 | 0.1 | 0.1 | 0.1 | 0.1 | 0.1 | 0.1 | 0.1 | 0.1 | 0.1 | 0.1 | 0.1 | 0 | 0 | 0 | 0 | 0 | 0 | 0 | 0 | 0 | 0 | 0 | 0 | 0 | 0 | 0 | 0 | 0 | 0 | 0 | 0 | 0 | 0 | 0 | 0 | 0 | 0 | 0 | 0 | 0
52aA | Drought Permit - Bride catchment | 41.06 | Drought permits/orders | Resource Options | N | Preferred (Most Likely) | WXWWSX | Ml/d | 2 | 0 | 0 | 0 | 0 | 0 | 0 | 0.1 | 0.1 | 0.1 | 0.1 | 0.1 | 0.1 | 0.1 | 0.1 | 0.1 | 0.1 | 0.1 | 0.1 | 0.1 | 0.1 | 0.1 | 0.1 | 0.1 | 0.1 | 0.1 | 0.1 | 0.1 | 0.1 | 0.1 | 0.1 | 0.1 | 0.1 | 0 | 0 | 0 | 0 | 0 | 0 | 0 | 0 | 0 | 0 | 0 | 0 | 0 | 0 | 0 | 0 | 0 | 0 | 0 | 0 | 0 | 0 | 0 | 0 | 0 | 0 | 0 | 0 | 0
52aA | Drought Permit - Bride catchment | 41.06 | Drought permits/orders | Resource Options | N | Alternative Programme 2 (Higher Alternative Need Pathway) | WXWWSX | Ml/d | 2 | 0 | 0 | 0 | 0 | 0 | 0 | 0.1 | 0.1 | 0.1 | 0.1 | 0.1 | 0.1 | 0.1 | 0.1 | 0.1 | 0.1 | 0.1 | 0.1 | 0.1 | 0.1 | 0.1 | 0.1 | 0.1 | 0.1 | 0.1 | 0.1 | 0.1 | 0.1 | 0.1 | 0.1 | 0.1 | 0.1 | 0 | 0 | 0 | 0 | 0 | 0 | 0 | 0 | 0 | 0 | 0 | 0 | 0 | 0 | 0 | 0 | 0 | 0 | 0 | 0 | 0 | 0 | 0 | 0 | 0 | 0 | 0 | 0 | 0
52aA | Drought Permit - Bride catchment | 41.06 | Drought permits/orders | Resource Options | N | Alternative Programme 3 (Higher Alternative Need - No HA options available) | WXWWSX | Ml/d | 2 | 0 | 0 | 0 | 0 | 0 | 0 | 0.1 | 0.1 | 0.1 | 0.1 | 0.1 | 0.1 | 0.1 | 0.1 | 0.1 | 0.1 | 0.1 | 0.1 | 0.1 | 0.1 | 0.1 | 0.1 | 0.1 | 0.1 | 0.1 | 0.1 | 0.1 | 0.1 | 0.1 | 0.1 | 0.1 | 0.1 | 0 | 0 | 0 | 0 | 0 | 0 | 0 | 0 | 0 | 0 | 0 | 0 | 0 | 0 | 0 | 0 | 0 | 0 | 0 | 0 | 0 | 0 | 0 | 0 | 0 | 0 | 0 | 0 | 0
52aA | Drought Permit - Bride catchment | 41.06 | Drought permits/orders | Resource Options | N | Alternative Programme 4 (Central Alternative Pathway 1) | WXWWSX | Ml/d | 2 | 0 | 0 | 0 | 0 | 0 | 0 | 0.1 | 0.1 | 0.1 | 0.1 | 0.1 | 0.1 | 0.1 | 0.1 | 0.1 | 0.1 | 0.1 | 0.1 | 0.1 | 0.1 | 0.1 | 0.1 | 0.1 | 0.1 | 0.1 | 0.1 | 0.1 | 0.1 | 0.1 | 0.1 | 0.1 | 0.1 | 0 | 0 | 0 | 0 | 0 | 0 | 0 | 0 | 0 | 0 | 0 | 0 | 0 | 0 | 0 | 0 | 0 | 0 | 0 | 0 | 0 | 0 | 0 | 0 | 0 | 0 | 0 | 0 | 0
52aA | Drought Permit - Bride catchment | 41.06 | Drought permits/orders | Resource Options | N | Alternative Programme 5 - (Central Alternative Pathway 2) | WXWWSX | Ml/d | 2 | 0 | 0 | 0 | 0 | 0 | 0 | 0.1 | 0.1 | 0.1 | 0.1 | 0.1 | 0.1 | 0.1 | 0.1 | 0.1 | 0.1 | 0.1 | 0.1 | 0.1 | 0.1 | 0.1 | 0.1 | 0.1 | 0.1 | 0.1 | 0.1 | 0.1 | 0.1 | 0.1 | 0.1 | 0.1 | 0.1 | 0 | 0 | 0 | 0 | 0 | 0 | 0 | 0 | 0 | 0 | 0 | 0 | 0 | 0 | 0 | 0 | 0 | 0 | 0 | 0 | 0 | 0 | 0 | 0 | 0 | 0 | 0 | 0 | 0
52aA | Drought Permit - Bride catchment | 41.06 | Drought permits/orders | Resource Options | N | Alternative Programme 6 (Central Alternative Pathway 3) | WXWWSX | Ml/d | 2 | 0 | 0 | 0 | 0 | 0 | 0 | 0.1 | 0.1 | 0.1 | 0.1 | 0.1 | 0.1 | 0.1 | 0.1 | 0.1 | 0.1 | 0.1 | 0.1 | 0.1 | 0.1 | 0.1 | 0.1 | 0.1 | 0.1 | 0.1 | 0.1 | 0.1 | 0.1 | 0.1 | 0.1 | 0.1 | 0.1 | 0 | 0 | 0 | 0 | 0 | 0 | 0 | 0 | 0 | 0 | 0 | 0 | 0 | 0 | 0 | 0 | 0 | 0 | 0 | 0 | 0 | 0 | 0 | 0 | 0 | 0 | 0 | 0 | 0
52aA | Drought Permit - Bride catchment | 41.06 | Drought permits/orders | Resource Options | N | Alternative Programme 7 (Central Alternative Pathway 4) | WXWWSX | Ml/d | 2 | 0 | 0 | 0 | 0 | 0 | 0 | 0.1 | 0.1 | 0.1 | 0.1 | 0.1 | 0.1 | 0.1 | 0.1 | 0.1 | 0.1 | 0.1 | 0.1 | 0.1 | 0.1 | 0.1 | 0.1 | 0.1 | 0.1 | 0.1 | 0.1 | 0.1 | 0.1 | 0.1 | 0.1 | 0.1 | 0.1 | 0 | 0 | 0 | 0 | 0 | 0 | 0 | 0 | 0 | 0 | 0 | 0 | 0 | 0 | 0 | 0 | 0 | 0 | 0 | 0 | 0 | 0 | 0 | 0 | 0 | 0 | 0 | 0 | 0
52aA | Drought Permit - Bride catchment | 41.06 | Drought permits/orders | Resource Options | N | Least Cost Programme | WXWWSX | Ml/d | 2 | 0 | 0 | 0 | 0 | 0 | 0 | 0.1 | 0.1 | 0.1 | 0.1 | 0.1 | 0.1 | 0.1 | 0.1 | 0.1 | 0.1 | 0.1 | 0.1 | 0.1 | 0.1 | 0.1 | 0.1 | 0.1 | 0.1 | 0.1 | 0.1 | 0.1 | 0.1 | 0.1 | 0.1 | 0.1 | 0.1 | 0 | 0 | 0 | 0 | 0 | 0 | 0 | 0 | 0 | 0 | 0 | 0 | 0 | 0 | 0 | 0 | 0 | 0 | 0 | 0 | 0 | 0 | 0 | 0 | 0 | 0 | 0 | 0 | 0
52aA | Drought Permit - Stour catchment | 41.01 | Drought permits/orders | Resource Options | N | Ofwat Core Programme | WXWWSX | Ml/d | 2 | 0 | 0 | 0 | 0 | 0 | 0 | 2.08 | 2.08 | 2.08 | 2.08 | 2.08 | 2.08 | 2.08 | 2.08 | 2.08 | 2.08 | 2.08 | 2.08 | 2.08 | 2.08 | 2.08 | 2.08 | 2.08 | 2.08 | 2.08 | 2.08 | 2.08 | 2.08 | 2.08 | 2.08 | 2.08 | 2.08 | 0 | 0 | 0 | 0 | 0 | 0 | 0 | 0 | 0 | 0 | 0 | 0 | 0 | 0 | 0 | 0 | 0 | 0 | 0 | 0 | 0 | 0 | 0 | 0 | 0 | 0 | 0 | 0 | 0
52aA | Drought Permit - Stour catchment | 41.01 | Drought permits/orders | Resource Options | N | Preferred (Most Likely) | WXWWSX | Ml/d | 2 | 0 | 0 | 0 | 0 | 0 | 0 | 2.08 | 2.08 | 2.08 | 2.08 | 2.08 | 2.08 | 2.08 | 2.08 | 2.08 | 2.08 | 2.08 | 2.08 | 2.08 | 2.08 | 2.08 | 2.08 | 2.08 | 2.08 | 2.08 | 2.08 | 2.08 | 2.08 | 2.08 | 2.08 | 2.08 | 2.08 | 0 | 0 | 0 | 0 | 0 | 0 | 0 | 0 | 0 | 0 | 0 | 0 | 0 | 0 | 0 | 0 | 0 | 0 | 0 | 0 | 0 | 0 | 0 | 0 | 0 | 0 | 0 | 0 | 0
52aA | Drought Permit - Stour catchment | 41.01 | Drought permits/orders | Resource Options | N | Alternative Programme 2 (Higher Alternative Need Pathway) | WXWWSX | Ml/d | 2 | 0 | 0 | 0 | 0 | 0 | 0 | 2.08 | 2.08 | 2.08 | 2.08 | 2.08 | 2.08 | 2.08 | 2.08 | 2.08 | 2.08 | 2.08 | 2.08 | 2.08 | 2.08 | 2.08 | 2.08 | 2.08 | 2.08 | 2.08 | 2.08 | 2.08 | 2.08 | 2.08 | 2.08 | 2.08 | 2.08 | 0 | 0 | 0 | 0 | 0 | 0 | 0 | 0 | 0 | 0 | 0 | 0 | 0 | 0 | 0 | 0 | 0 | 0 | 0 | 0 | 0 | 0 | 0 | 0 | 0 | 0 | 0 | 0 | 0
52aA | Drought Permit - Stour catchment | 41.01 | Drought permits/orders | Resource Options | N | Alternative Programme 3 (Higher Alternative Need - No HA options available) | WXWWSX | Ml/d | 2 | 0 | 0 | 0 | 0 | 0 | 0 | 2.08 | 2.08 | 2.08 | 2.08 | 2.08 | 2.08 | 2.08 | 2.08 | 2.08 | 2.08 | 2.08 | 2.08 | 2.08 | 2.08 | 2.08 | 2.08 | 2.08 | 2.08 | 2.08 | 2.08 | 2.08 | 2.08 | 2.08 | 2.08 | 2.08 | 2.08 | 0 | 0 | 0 | 0 | 0 | 0 | 0 | 0 | 0 | 0 | 0 | 0 | 0 | 0 | 0 | 0 | 0 | 0 | 0 | 0 | 0 | 0 | 0 | 0 | 0 | 0 | 0 | 0 | 0
52aA | Drought Permit - Stour catchment | 41.01 | Drought permits/orders | Resource Options | N | Alternative Programme 4 (Central Alternative Pathway 1) | WXWWSX | Ml/d | 2 | 0 | 0 | 0 | 0 | 0 | 0 | 2.08 | 2.08 | 2.08 | 2.08 | 2.08 | 2.08 | 2.08 | 2.08 | 2.08 | 2.08 | 2.08 | 2.08 | 2.08 | 2.08 | 2.08 | 2.08 | 2.08 | 2.08 | 2.08 | 2.08 | 2.08 | 2.08 | 2.08 | 2.08 | 2.08 | 2.08 | 0 | 0 | 0 | 0 | 0 | 0 | 0 | 0 | 0 | 0 | 0 | 0 | 0 | 0 | 0 | 0 | 0 | 0 | 0 | 0 | 0 | 0 | 0 | 0 | 0 | 0 | 0 | 0 | 0
52aA | Drought Permit - Stour catchment | 41.01 | Drought permits/orders | Resource Options | N | Alternative Programme 5 - (Central Alternative Pathway 2) | WXWWSX | Ml/d | 2 | 0 | 0 | 0 | 0 | 0 | 0 | 2.08 | 2.08 | 2.08 | 2.08 | 2.08 | 2.08 | 2.08 | 2.08 | 2.08 | 2.08 | 2.08 | 2.08 | 2.08 | 2.08 | 2.08 | 2.08 | 2.08 | 2.08 | 2.08 | 2.08 | 2.08 | 2.08 | 2.08 | 2.08 | 2.08 | 2.08 | 0 | 0 | 0 | 0 | 0 | 0 | 0 | 0 | 0 | 0 | 0 | 0 | 0 | 0 | 0 | 0 | 0 | 0 | 0 | 0 | 0 | 0 | 0 | 0 | 0 | 0 | 0 | 0 | 0
52aA | Drought Permit - Stour catchment | 41.01 | Drought permits/orders | Resource Options | N | Alternative Programme 6 (Central Alternative Pathway 3) | WXWWSX | Ml/d | 2 | 0 | 0 | 0 | 0 | 0 | 0 | 2.08 | 2.08 | 2.08 | 2.08 | 2.08 | 2.08 | 2.08 | 2.08 | 2.08 | 2.08 | 2.08 | 2.08 | 2.08 | 2.08 | 2.08 | 2.08 | 2.08 | 2.08 | 2.08 | 2.08 | 2.08 | 2.08 | 2.08 | 2.08 | 2.08 | 2.08 | 0 | 0 | 0 | 0 | 0 | 0 | 0 | 0 | 0 | 0 | 0 | 0 | 0 | 0 | 0 | 0 | 0 | 0 | 0 | 0 | 0 | 0 | 0 | 0 | 0 | 0 | 0 | 0 | 0
52aA | Drought Permit - Stour catchment | 41.01 | Drought permits/orders | Resource Options | N | Alternative Programme 7 (Central Alternative Pathway 4) | WXWWSX | Ml/d | 2 | 0 | 0 | 0 | 0 | 0 | 0 | 2.08 | 2.08 | 2.08 | 2.08 | 2.08 | 2.08 | 2.08 | 2.08 | 2.08 | 2.08 | 2.08 | 2.08 | 2.08 | 2.08 | 2.08 | 2.08 | 2.08 | 2.08 | 2.08 | 2.08 | 2.08 | 2.08 | 2.08 | 2.08 | 2.08 | 2.08 | 0 | 0 | 0 | 0 | 0 | 0 | 0 | 0 | 0 | 0 | 0 | 0 | 0 | 0 | 0 | 0 | 0 | 0 | 0 | 0 | 0 | 0 | 0 | 0 | 0 | 0 | 0 | 0 | 0
52aA | Drought Permit - Stour catchment | 41.01 | Drought permits/orders | Resource Options | N | Least Cost Programme | WXWWSX | Ml/d | 2 | 0 | 0 | 0 | 0 | 0 | 0 | 2.08 | 2.08 | 2.08 | 2.08 | 2.08 | 2.08 | 2.08 | 2.08 | 2.08 | 2.08 | 2.08 | 2.08 | 2.08 | 2.08 | 2.08 | 2.08 | 2.08 | 2.08 | 2.08 | 2.08 | 2.08 | 2.08 | 2.08 | 2.08 | 2.08 | 2.08 | 0 | 0 | 0 | 0 | 0 | 0 | 0 | 0 | 0 | 0 | 0 | 0 | 0 | 0 | 0 | 0 | 0 | 0 | 0 | 0 | 0 | 0 | 0 | 0 | 0 | 0 | 0 | 0 | 0
52bA | Weymouth Source Improvements | 22.04 | Water treatment works capacity increase | Production Options | N | Preferred (Most Likely) | WXWWSX | Ml/d | 2 | 0 | 0 | 0 | 0 | 0 | 0 | 0 | 0 | 0 | 0 | 0 | 0 | 0 | 0 | 0 | 0 | 0 | 0 | 0 | 0 | 0 | 0 | 0 | 0 | 0 | 0 | 0 | 0 | 0 | 0 | 0 | 0 | 0 | 0 | 0 | 0 | 0 | 0 | 0 | 0 | 0 | 0 | 0 | 0 | 2.5 | 2.5 | 2.5 | 2.5 | 2.5 | 2.5 | 2.5 | 2.5 | 2.5 | 2.5 | 2.5 | 2.5 | 2.5 | 2.5 | 2.5 | 2.5 | 2.5
52bA | Weymouth Source Improvements | 22.04 | Water treatment works capacity increase | Production Options | N | Alternative Programme 4 (Central Alternative Pathway 1) | WXWWSX | Ml/d | 2 | 0 | 0 | 0 | 0 | 0 | 0 | 0 | 0 | 0 | 0 | 0 | 0 | 0 | 0 | 0 | 0 | 2.5 | 2.5 | 2.5 | 2.5 | 2.5 | 2.5 | 2.5 | 2.5 | 2.5 | 2.5 | 2.5 | 2.5 | 2.5 | 2.5 | 2.5 | 2.5 | 2.5 | 2.5 | 2.5 | 2.5 | 2.5 | 2.5 | 2.5 | 2.5 | 2.5 | 2.5 | 2.5 | 2.5 | 2.5 | 2.5 | 2.5 | 2.5 | 2.5 | 2.5 | 2.5 | 2.5 | 2.5 | 2.5 | 2.5 | 2.5 | 2.5 | 2.5 | 2.5 | 2.5 | 2.5
52bA | Weymouth Source Improvements | 22.04 | Water treatment works capacity increase | Production Options | N | Alternative Programme 5 - (Central Alternative Pathway 2) | WXWWSX | Ml/d | 2 | 0 | 0 | 0 | 0 | 0 | 0 | 0 | 0 | 0 | 0 | 0 | 0 | 0 | 0 | 0 | 0 | 2.5 | 2.5 | 2.5 | 2.5 | 2.5 | 2.5 | 2.5 | 2.5 | 2.5 | 2.5 | 2.5 | 2.5 | 2.5 | 2.5 | 2.5 | 2.5 | 2.5 | 2.5 | 2.5 | 2.5 | 2.5 | 2.5 | 2.5 | 2.5 | 2.5 | 2.5 | 2.5 | 2.5 | 2.5 | 2.5 | 2.5 | 2.5 | 2.5 | 2.5 | 2.5 | 2.5 | 2.5 | 2.5 | 2.5 | 2.5 | 2.5 | 2.5 | 2.5 | 2.5 | 2.5
52bA | Weymouth Source Improvements | 22.04 | Water treatment works capacity increase | Production Options | N | Alternative Programme 6 (Central Alternative Pathway 3) | WXWWSX | Ml/d | 2 | 0 | 0 | 0 | 0 | 0 | 0 | 0 | 0 | 0 | 0 | 0 | 0 | 0 | 0 | 0 | 0 | 0 | 0 | 0 | 0 | 0 | 0 | 0 | 0 | 0 | 0 | 0 | 0 | 0 | 0 | 0 | 0 | 0 | 0 | 0 | 0 | 0 | 0 | 0 | 0 | 0 | 0 | 0 | 0 | 2.5 | 2.5 | 2.5 | 2.5 | 2.5 | 2.5 | 2.5 | 2.5 | 2.5 | 2.5 | 2.5 | 2.5 | 2.5 | 2.5 | 2.5 | 2.5 | 2.5
52bA | Weymouth Source Improvements | 22.04 | Water treatment works capacity increase | Production Options | N | Alternative Programme 7 (Central Alternative Pathway 4) | WXWWSX | Ml/d | 2 | 0 | 0 | 0 | 0 | 0 | 0 | 0 | 0 | 0 | 0 | 0 | 0 | 0 | 0 | 0 | 0 | 0 | 0 | 0 | 0 | 0 | 0 | 0 | 0 | 0 | 0 | 0 | 0 | 0 | 0 | 0 | 0 | 0 | 0 | 0 | 0 | 0 | 0 | 0 | 0 | 0 | 0 | 0 | 0 | 2.5 | 2.5 | 2.5 | 2.5 | 2.5 | 2.5 | 2.5 | 2.5 | 2.5 | 2.5 | 2.5 | 2.5 | 2.5 | 2.5 | 2.5 | 2.5 | 2.5
52dA | Government Labelling - DS7 | 57.07a | Water efficiency customer education / awareness | Customer Options | Y | Preferred (Most Likely) | WXWWSX | Ml/d | 2 | 0 | 0 | 0 | 0 | 0 | 0 | 0.10454 | 0.31463 | 0.52665 | 0.7405 | 0.95605 | 1.1732 | 1.3918 | 1.6118 | 1.8332 | 2.0561 | 2.7274 | 3.85 | 4.9797 | 6.1169 | 7.2614 | 8.4131 | 9.5716 | 10.737 | 11.9095 | 13.0897 | 14.2776 | 15.4728 | 16.6753 | 17.8851 | 19.1022 | 20.3266 | 21.5583 | 22.7972 | 24.0435 | 25.2971 | 26.5579 | 27.8261 | 29.1016 | 30.3843 | 31.6744 | 32.9717 | 34.2763 | 35.5883 | 36.9075 | 38.234 | 39.5678 | 40.909 | 42.2574 | 43.6131 | 44.9761 | 46.3464 | 47.724 | 49.1089 | 50.501 | 51.9005 | 53.3073 | 54.7214 | 56.1427 | 57.5714 | 59.0073
52aA | Groundwater: Aquifer Storage Recharge - Wareham Basin | 33.01 | Aquifer recharge/Aquifer storage recovery | Resource Options | N | Alternative Programme 2 (Higher Alternative Need Pathway) | WXWWSX | Ml/d | 2 | 0 | 0 | 0 | 0 | 0 | 0 | 0 | 0 | 0 | 0 | 0 | 0 | 0 | 0 | 0 | 0 | 0 | 0 | 0 | 0 | 0 | 0 | 0 | 0 | 0 | 0 | 0 | 0 | 0 | 0 | 0 | 0 | 0 | 0 | 0 | 0 | 8 | 8 | 8 | 8 | 8 | 8 | 8 | 8 | 8 | 8 | 8 | 8 | 8 | 8 | 8 | 8 | 8 | 8 | 8 | 8 | 8 | 8 | 8 | 8 | 8
52aA | Groundwater: Aquifer Storage Recharge - Wareham Basin | 33.01 | Aquifer recharge/Aquifer storage recovery | Resource Options | N | Alternative Programme 3 (Higher Alternative Need - No HA options available) | WXWWSX | Ml/d | 2 | 0 | 0 | 0 | 0 | 0 | 0 | 0 | 0 | 0 | 0 | 0 | 0 | 0 | 0 | 0 | 0 | 0 | 0 | 0 | 0 | 0 | 8 | 8 | 8 | 8 | 8 | 8 | 8 | 8 | 8 | 8 | 8 | 8 | 8 | 8 | 8 | 8 | 8 | 8 | 8 | 8 | 8 | 8 | 8 | 8 | 8 | 8 | 8 | 8 | 8 | 8 | 8 | 8 | 8 | 8 | 8 | 8 | 8 | 8 | 8 | 8
52aA | Hampshire Avon Boreholes and Transfer | 70.07 | New groundwater | Resource Options | N | Alternative Programme 6 (Central Alternative Pathway 3) | WXWWSX | Ml/d | 2 | 0 | 0 | 0 | 0 | 0 | 0 | 0 | 0 | 0 | 0 | 0 | 0 | 0 | 0 | 0 | 0 | 14.3 | 14.3 | 14.3 | 14.3 | 14.3 | 14.3 | 14.3 | 14.3 | 14.3 | 14.3 | 14.3 | 14.3 | 14.3 | 14.3 | 14.3 | 14.3 | 14.3 | 14.3 | 14.3 | 14.3 | 14.3 | 14.3 | 14.3 | 14.3 | 14.3 | 14.3 | 14.3 | 14.3 | 14.3 | 14.3 | 14.3 | 14.3 | 14.3 | 14.3 | 14.3 | 14.3 | 14.3 | 14.3 | 14.3 | 14.3 | 14.3 | 14.3 | 14.3 | 14.3 | 14.3
52dA | Household Home Check Visits - DS7 | 57.07b | Household water audit | Customer Options | Y | Preferred (Most Likely) | WXWWSX | Ml/d | 2 | 0 | 0 | 0 | 0 | 0 | 0 | 0.9 | 2.6287 | 4.2205 | 5.6862 | 7.0358 | 8.8718 | 11.1556 | 13.2584 | 15.1948 | 16.9777 | 18.6194 | 20.1311 | 21.5231 | 22.2117 | 22.2527 | 22.2904 | 22.3251 | 22.3571 | 22.3865 | 22.4136 | 22.4386 | 22.4616 | 22.4827 | 22.5022 | 22.5201 | 21.6366 | 19.9228 | 18.3449 | 16.8919 | 15.5539 | 14.322 | 13.1876 | 12.1431 | 11.1813 | 10.2957 | 9.4802 | 8.7294 | 8.0379 | 7.4013 | 6.8151 | 6.2753 | 5.7783 | 5.3206 | 4.8992 | 4.5111 | 4.1538 | 3.8248 | 3.5219 | 3.2429 | 2.9861 | 2.7496 | 2.5318 | 2.3313 | 2.1466 | 1.9766
52bA | Increased Reservoir Capacity and East Transfer | 70.06 | Water treatment works capacity increase | Production Options | N | Preferred (Most Likely) | WXWWSX | Ml/d | 2 | 0 | 0 | 0 | 0 | 0 | 0 | 0 | 0 | 0 | 0 | 0 | 0 | 0 | 0 | 0 | 0 | 0 | 0 | 0 | 0 | 0 | 0 | 0 | 0 | 0 | 0 | 0 | 0 | 0 | 0 | 0 | 0 | 0 | 0 | 0 | 0 | 0 | 0 | 0 | 0 | 0 | 0 | 0 | 0 | 0 | 0 | 0 | 0 | 0 | 0 | 0 | 0 | 0 | 0 | 0 | 0 | 0 | 0 | 0 | 0 | 0
52bA | Increased Reservoir Capacity and East Transfer | 70.06 | Water treatment works capacity increase | Production Options | N | Alternative Programme 2 (Higher Alternative Need Pathway) | WXWWSX | Ml/d | 2 | 0 | 0 | 0 | 0 | 0 | 0 | 0 | 0 | 0 | 0 | 0 | 0 | 0 | 0 | 0 | 0 | 0 | 0 | 0 | 0 | 0 | 0 | 0 | 0 | 0 | 0 | 0 | 0 | 0 | 0 | 0 | 0 | 0 | 0 | 0 | 0 | 0 | 0 | 0 | 0 | 0 | 0 | 0 | 0 | 0 | 0 | 0 | 0 | 0 | 0 | 0 | 0 | 0 | 0 | 0 | 0 | 0 | 0 | 0 | 0 | 0
52bA | Increased Reservoir Capacity and East Transfer | 70.06 | Water treatment works capacity increase | Production Options | N | Alternative Programme 3 (Higher Alternative Need - No HA options available) | WXWWSX | Ml/d | 2 | 0 | 0 | 0 | 0 | 0 | 0 | 0 | 0 | 0 | 0 | 0 | 0 | 0 | 0 | 0 | 0 | 0 | 0 | 0 | 0 | 0 | 0 | 0 | 0 | 0 | 0 | 0 | 0 | 0 | 0 | 0 | 0 | 0 | 0 | 0 | 0 | 0 | 0 | 0 | 0 | 0 | 0 | 0 | 0 | 0 | 0 | 0 | 0 | 0 | 0 | 0 | 0 | 0 | 0 | 0 | 0 | 0 | 0 | 0 | 0 | 0
52bA | Increased Reservoir Capacity and East Transfer | 70.06 | Water treatment works capacity increase | Production Options | N | Alternative Programme 4 (Central Alternative Pathway 1) | WXWWSX | Ml/d | 2 | 0 | 0 | 0 | 0 | 0 | 0 | 0 | 0 | 0 | 0 | 0 | 0 | 0 | 0 | 0 | 0 | 0 | 0 | 0 | 0 | 0 | 0 | 0 | 0 | 0 | 0 | 0 | 0 | 0 | 0 | 0 | 0 | 0 | 0 | 0 | 0 | 0 | 0 | 0 | 0 | 0 | 0 | 0 | 0 | 0 | 0 | 0 | 0 | 0 | 0 | 0 | 0 | 0 | 0 | 0 | 0 | 0 | 0 | 0 | 0 | 0
52bA | Increased Reservoir Capacity and East Transfer | 70.06 | Water treatment works capacity increase | Production Options | N | Alternative Programme 5 - (Central Alternative Pathway 2) | WXWWSX | Ml/d | 2 | 0 | 0 | 0 | 0 | 0 | 0 | 0 | 0 | 0 | 0 | 0 | 0 | 0 | 0 | 0 | 0 | 0 | 0 | 0 | 0 | 0 | 0 | 0 | 0 | 0 | 0 | 0 | 0 | 0 | 0 | 0 | 0 | 0 | 0 | 0 | 0 | 0 | 0 | 0 | 0 | 0 | 0 | 0 | 0 | 0 | 0 | 0 | 0 | 0 | 0 | 0 | 0 | 0 | 0 | 0 | 0 | 0 | 0 | 0 | 0 | 0
52bA | Increased Reservoir Capacity and East Transfer | 70.06 | Water treatment works capacity increase | Production Options | N | Alternative Programme 6 (Central Alternative Pathway 3) | WXWWSX | Ml/d | 2 | 0 | 0 | 0 | 0 | 0 | 0 | 0 | 0 | 0 | 0 | 0 | 0 | 0 | 0 | 0 | 0 | 0 | 0 | 0 | 0 | 0 | 0 | 0 | 0 | 0 | 0 | 0 | 0 | 0 | 0 | 0 | 0 | 0 | 0 | 0 | 0 | 0 | 0 | 0 | 0 | 0 | 0 | 0 | 0 | 0 | 0 | 0 | 0 | 0 | 0 | 0 | 0 | 0 | 0 | 0 | 0 | 0 | 0 | 0 | 0 | 0
52bA | Increased Reservoir Capacity and East Transfer | 70.06 | Water treatment works capacity increase | Production Options | N | Least Cost Programme | WXWWSX | Ml/d | 2 | 0 | 0 | 0 | 0 | 0 | 0 | 0 | 0 | 0 | 0 | 0 | 0 | 0 | 0 | 0 | 0 | 0 | 0 | 0 | 0 | 0 | 0 | 0 | 0 | 0 | 0 | 0 | 0 | 0 | 0 | 0 | 0 | 0 | 0 | 0 | 0 | 0 | 0 | 0 | 0 | 0 | 0 | 0 | 0 | 0 | 0 | 0 | 0 | 0 | 0 | 0 | 0 | 0 | 0 | 0 | 0 | 0 | 0 | 0 | 0 | 0
52cA | Leakage Strategy - DS7 | 57.07h | Active leakage management | Distribution Options | Y | Preferred (Most Likely) | WXWWSX | Ml/d | 2 | 0 | 0 | 0 | 0 | 0 | 0 | 0.4584 | 1.0368 | 1.7452 | 2.5636 | 3.502 | 5.2156 | 6.9292 | 8.6428 | 10.3564 | 12.07 | 12.952 | 13.834 | 14.716 | 15.598 | 16.48 | 17.362 | 18.244 | 19.126 | 20.008 | 20.89 | 21.772 | 22.654 | 23.536 | 24.418 | 25.3 | 25.3 | 25.3 | 25.3 | 25.3 | 25.3 | 25.3 | 25.3 | 25.3 | 25.3 | 25.3 | 25.3 | 25.3 | 25.3 | 25.3 | 25.3 | 25.3 | 25.3 | 25.3 | 25.3 | 25.3 | 25.3 | 25.3 | 25.3 | 25.3 | 25.3 | 25.3 | 25.3 | 25.3 | 25.3 | 25.3
52aA | Mendips to Grid - 50% capacity | 54.06 | New reservoir | Resource Options | N | Alternative Programme 3 (Higher Alternative Need - No HA options available) | WXWWSX | Ml/d | 2 | 0 | 0 | 0 | 0 | 0 | 0 | 0 | 0 | 0 | 0 | 0 | 0 | 0 | 0 | 0 | 0 | 0 | 0 | 0 | 0 | 0 | 0 | 0 | 0 | 0 | 0 | 0 | 0 | 0 | 0 | 0 | 0 | 0 | 0 | 0 | 0 | 0 | 0 | 0 | 0 | 0 | 0 | 0 | 0 | 0 | 0 | 0 | 8.75 | 8.75 | 8.75 | 8.75 | 8.75 | 8.75 | 8.75 | 8.75 | 8.75 | 8.75 | 8.75 | 8.75 | 8.75 | 8.75
52aA | Stream Support at Mere | 59.01 | Groundwater enhancement | Resource Options | N | Ofwat Core Programme | WXWWSX | Ml/d | 2 | 0 | 0 | 0 | 0 | 0 | 0 | 0 | 0 | 0 | 0 | 0 | 5 | 5 | 5 | 5 | 5 | 5 | 5 | 5 | 5 | 5 | 5 | 5 | 5 | 5 | 5 | 5 | 5 | 5 | 5 | 5 | 5 | 5 | 5 | 5 | 5 | 5 | 5 | 5 | 5 | 5 | 5 | 5 | 5 | 5 | 5 | 5 | 5 | 5 | 5 | 5 | 5 | 5 | 5 | 5 | 5 | 5 | 5 | 5 | 5 | 5
52aA | Stream Support at Mere | 59.01 | Groundwater enhancement | Resource Options | N | Preferred (Most Likely) | WXWWSX | Ml/d | 2 | 0 | 0 | 0 | 0 | 0 | 0 | 0 | 0 | 0 | 0 | 0 | 5 | 5 | 5 | 5 | 5 | 5 | 5 | 5 | 5 | 5 | 5 | 5 | 5 | 5 | 5 | 5 | 5 | 5 | 5 | 5 | 5 | 5 | 5 | 5 | 5 | 5 | 5 | 5 | 5 | 5 | 5 | 5 | 5 | 5 | 5 | 5 | 5 | 5 | 5 | 5 | 5 | 5 | 5 | 5 | 5 | 5 | 5 | 5 | 5 | 5
52aA | Stream Support at Mere | 59.01 | Groundwater enhancement | Resource Options | N | Alternative Programme 2 (Higher Alternative Need Pathway) | WXWWSX | Ml/d | 2 | 0 | 0 | 0 | 0 | 0 | 0 | 0 | 0 | 0 | 0 | 0 | 5 | 5 | 5 | 5 | 5 | 5 | 5 | 5 | 5 | 5 | 5 | 5 | 5 | 5 | 5 | 5 | 5 | 5 | 5 | 5 | 5 | 5 | 5 | 5 | 5 | 5 | 5 | 5 | 5 | 5 | 5 | 5 | 5 | 5 | 5 | 5 | 5 | 5 | 5 | 5 | 5 | 5 | 5 | 5 | 5 | 5 | 5 | 5 | 5 | 5
52aA | Stream Support at Mere | 59.01 | Groundwater enhancement | Resource Options | N | Alternative Programme 3 (Higher Alternative Need - No HA options available) | WXWWSX | Ml/d | 2 | 0 | 0 | 0 | 0 | 0 | 0 | 0 | 0 | 0 | 0 | 0 | 5 | 5 | 5 | 5 | 5 | 5 | 5 | 5 | 5 | 5 | 5 | 5 | 5 | 5 | 5 | 5 | 5 | 5 | 5 | 5 | 5 | 5 | 5 | 5 | 5 | 5 | 5 | 5 | 5 | 5 | 5 | 5 | 5 | 5 | 5 | 5 | 5 | 5 | 5 | 5 | 5 | 5 | 5 | 5 | 5 | 5 | 5 | 5 | 5 | 5
52aA | Stream Support at Mere | 59.01 | Groundwater enhancement | Resource Options | N | Alternative Programme 4 (Central Alternative Pathway 1) | WXWWSX | Ml/d | 2 | 0 | 0 | 0 | 0 | 0 | 0 | 0 | 0 | 0 | 0 | 0 | 5 | 5 | 5 | 5 | 5 | 5 | 5 | 5 | 5 | 5 | 5 | 5 | 5 | 5 | 5 | 5 | 5 | 5 | 5 | 5 | 5 | 5 | 5 | 5 | 5 | 5 | 5 | 5 | 5 | 5 | 5 | 5 | 5 | 5 | 5 | 5 | 5 | 5 | 5 | 5 | 5 | 5 | 5 | 5 | 5 | 5 | 5 | 5 | 5 | 5
52aA | Stream Support at Mere | 59.01 | Groundwater enhancement | Resource Options | N | Alternative Programme 5 - (Central Alternative Pathway 2) | WXWWSX | Ml/d | 2 | 0 | 0 | 0 | 0 | 0 | 0 | 0 | 0 | 0 | 0 | 0 | 5 | 5 | 5 | 5 | 5 | 5 | 5 | 5 | 5 | 5 | 5 | 5 | 5 | 5 | 5 | 5 | 5 | 5 | 5 | 5 | 5 | 5 | 5 | 5 | 5 | 5 | 5 | 5 | 5 | 5 | 5 | 5 | 5 | 5 | 5 | 5 | 5 | 5 | 5 | 5 | 5 | 5 | 5 | 5 | 5 | 5 | 5 | 5 | 5 | 5
52aA | Stream Support at Mere | 59.01 | Groundwater enhancement | Resource Options | N | Alternative Programme 6 (Central Alternative Pathway 3) | WXWWSX | Ml/d | 2 | 0 | 0 | 0 | 0 | 0 | 0 | 0 | 0 | 0 | 0 | 0 | 5 | 5 | 5 | 5 | 5 | 5 | 5 | 5 | 5 | 5 | 5 | 5 | 5 | 5 | 5 | 5 | 5 | 5 | 5 | 5 | 5 | 5 | 5 | 5 | 5 | 5 | 5 | 5 | 5 | 5 | 5 | 5 | 5 | 5 | 5 | 5 | 5 | 5 | 5 | 5 | 5 | 5 | 5 | 5 | 5 | 5 | 5 | 5 | 5 | 5
52aA | Stream Support at Mere | 59.01 | Groundwater enhancement | Resource Options | N | Alternative Programme 7 (Central Alternative Pathway 4) | WXWWSX | Ml/d | 2 | 0 | 0 | 0 | 0 | 0 | 0 | 0 | 0 | 0 | 0 | 0 | 5 | 5 | 5 | 5 | 5 | 5 | 5 | 5 | 5 | 5 | 5 | 5 | 5 | 5 | 5 | 5 | 5 | 5 | 5 | 5 | 5 | 5 | 5 | 5 | 5 | 5 | 5 | 5 | 5 | 5 | 5 | 5 | 5 | 5 | 5 | 5 | 5 | 5 | 5 | 5 | 5 | 5 | 5 | 5 | 5 | 5 | 5 | 5 | 5 | 5
52aA | Stream Support at Mere | 59.01 | Groundwater enhancement | Resource Options | N | Least Cost Programme | WXWWSX | Ml/d | 2 | 0 | 0 | 0 | 0 | 0 | 0 | 0 | 0 | 0 | 0 | 0 | 5 | 5 | 5 | 5 | 5 | 5 | 5 | 5 | 5 | 5 | 5 | 5 | 5 | 5 | 5 | 5 | 5 | 5 | 5 | 5 | 5 | 5 | 5 | 5 | 5 | 5 | 5 | 5 | 5 | 5 | 5 | 5 | 5 | 5 | 5 | 5 | 5 | 5 | 5 | 5 | 5 | 5 | 5 | 5 | 5 | 5 | 5 | 5 | 5 | 5
52dA | New Properties Smart Meters - DS7 | 57.07f | Metering compulsory | Customer Options | Y | Preferred (Most Likely) | WXWWSX | Ml/d | 2 | 0 | 0 | 0 | 0 | 0 | 0 | 0.025936 | 0.086436 | 0.16434 | 0.25086 | 0.33597 | 0.41678 | 0.49985 | 0.5891 | 0.67976 | 0.76803 | 0.86366 | 0.96892 | 1.0673 | 1.1571 | 1.2407 | 1.3194 | 1.391 | 1.4552 | 1.5218 | 1.593 | 1.6644 | 1.7362 | 1.808 | 1.8799 | 1.9518 | 2.0209 | 2.0871 | 2.1534 | 2.2199 | 2.2865 | 2.3533 | 2.4203 | 2.4876 | 2.555 | 2.6227 | 2.6906 | 2.7587 | 2.8271 | 2.8957 | 2.9646 | 3.0337 | 3.1031 | 3.1727 | 3.2426 | 3.3128 | 3.3833 | 3.454 | 3.525 | 3.5963 | 3.6678 | 3.7397 | 3.8118 | 3.8842 | 3.9569 | 3.3733
52aA | New Reservoir - Bristol Avon | 32.36 | New reservoir | Resource Options | N | Alternative Programme 2 (Higher Alternative Need Pathway) | WXWWSX | Ml/d | 2 | 0 | 0 | 0 | 0 | 0 | 0 | 0 | 0 | 0 | 0 | 0 | 0 | 0 | 0 | 0 | 0 | 0 | 0 | 0 | 0 | 0 | 0 | 0 | 0 | 0 | 0 | 0 | 0 | 0 | 0 | 0 | 0 | 0 | 0 | 0 | 0 | 0 | 0 | 0 | 11.5 | 11.5 | 11.5 | 11.5 | 11.5 | 11.5 | 11.5 | 11.5 | 11.5 | 11.5 | 11.5 | 11.5 | 11.5 | 11.5 | 11.5 | 11.5 | 11.5 | 11.5 | 11.5 | 11.5 | 11.5 | 11.5
52aA | New Reservoir - Bristol Avon | 32.36 | New reservoir | Resource Options | N | Alternative Programme 3 (Higher Alternative Need - No HA options available) | WXWWSX | Ml/d | 2 | 0 | 0 | 0 | 0 | 0 | 0 | 0 | 0 | 0 | 0 | 0 | 0 | 0 | 0 | 0 | 0 | 0 | 0 | 0 | 0 | 0 | 0 | 0 | 0 | 0 | 0 | 0 | 0 | 0 | 0 | 0 | 0 | 0 | 0 | 0 | 0 | 0 | 11.5 | 11.5 | 11.5 | 11.5 | 11.5 | 11.5 | 11.5 | 11.5 | 11.5 | 11.5 | 11.5 | 11.5 | 11.5 | 11.5 | 11.5 | 11.5 | 11.5 | 11.5 | 11.5 | 11.5 | 11.5 | 11.5 | 11.5 | 11.5
52dA | Non Household Smart Meters - DS7 | 57.07g | Metering compulsory | Customer Options | Y | Preferred (Most Likely) | WXWWSX | Ml/d | 2 | 0 | 0 | 0 | 0 | 0 | 0 | 0.15195 | 0.45514 | 0.75684 | 1.0573 | 1.3569 | 1.7455 | 2.2235 | 2.7011 | 3.1781 | 3.6551 | 3.8936 | 3.8936 | 3.8936 | 3.8936 | 3.8936 | 3.8936 | 3.8936 | 3.8936 | 3.8936 | 3.8936 | 3.8936 | 3.8936 | 3.8936 | 3.8936 | 3.8936 | 3.8936 | 3.8936 | 3.8936 | 3.8936 | 3.8936 | 3.8936 | 3.8936 | 3.8936 | 3.8936 | 3.8936 | 3.8936 | 3.8936 | 3.8936 | 3.8936 | 3.8936 | 3.8936 | 3.8936 | 3.8936 | 3.8936 | 3.8936 | 3.8936 | 3.8936 | 3.8936 | 3.8936 | 3.8936 | 3.8936 | 3.8936 | 3.8936 | 3.8936 | 3.8936
52dA | Non Household Water Efficiency Visits - DS7 | 57.07c | Non-household water audit | Customer Options | Y | Preferred (Most Likely) | WXWWSX | Ml/d | 2 | 0 | 0 | 0 | 0 | 0 | 0 | 0.40207 | 1.1895 | 1.9442 | 2.6675 | 3.3607 | 3.7 | 3.7 | 3.7 | 3.7 | 3.7 | 3.7 | 3.7 | 3.7 | 3.7 | 3.7 | 3.7 | 3.7 | 3.7 | 3.7 | 3.7 | 3.7 | 3.7 | 3.7 | 3.7 | 3.7 | 3.6231 | 3.4725 | 3.3281 | 3.1898 | 3.0571 | 2.9301 | 2.8082 | 2.6915 | 2.5796 | 2.4724 | 2.3696 | 2.2711 | 2.1767 | 2.0862 | 1.9994 | 1.9163 | 1.8367 | 1.7603 | 1.6871 | 1.617 | 1.5498 | 1.4853 | 1.4236 | 1.3644 | 1.3077 | 1.2533 | 1.2012 | 1.1513 | 1.1034 | 1.0575
52dA | Optant Household Smart Meters - DS7 | 57.07d | Metering optants | Customer Options | Y | Preferred (Most Likely) | WXWWSX | Ml/d | 2 | 0 | 0 | 0 | 0 | 0 | 0 | 0.078526 | 0.23939 | 0.40069 | 0.5562 | 0.70595 | 0.8454 | 0.9751 | 1.0996 | 1.2175 | 1.3259 | 1.4468 | 1.5797 | 1.6971 | 1.7993 | 1.8876 | 1.9652 | 2.0267 | 2.0746 | 2.1163 | 2.152 | 2.1841 | 2.2134 | 2.2403 | 2.2649 | 2.2876 | 2.3052 | 2.318 | 2.3297 | 2.3405 | 2.3504 | 2.3596 | 2.3681 | 2.376 | 2.3835 | 2.3905 | 2.3971 | 2.4034 | 2.4093 | 2.4151 | 2.4206 | 2.4259 | 2.431 | 2.436 | 2.4409 | 2.4457 | 2.4505 | 2.4551 | 2.4597 | 2.4643 | 2.4689 | 2.4734 | 2.478 | 2.4825 | 2.4871 | 2.0857
52cA | Pewsey resilience | 21.12 | Internal potable transfer | Distribution Options | N | Alternative Programme 2 (Higher Alternative Need Pathway) | WXWWSX | Ml/d | 2 | 0 | 0 | 0 | 0 | 0 | 0 | 0 | 0 | 0 | 0 | 0 | 0 | 0 | 0 | 0 | 0 | 0 | 0 | 0 | 0 | 0 | 0 | 0 | 0 | 0 | 0 | 0 | 0 | 0 | 0 | 0 | 0 | 0 | 0 | 0 | 0 | 0 | 0 | 0 | 1 | 1 | 1 | 1 | 1 | 1 | 1 | 1 | 1 | 1 | 1 | 1 | 1 | 1 | 1 | 1 | 1 | 1 | 1 | 1 | 1 | 1
52aA | Poole Water Recycling and Transfer - Stour use 50% | 52.02 | Water reuse | Resource Options | N | Alternative Programme 2 (Higher Alternative Need Pathway) | WXWWSX | Ml/d | 2 | 0 | 0 | 0 | 0 | 0 | 0 | 0 | 0 | 0 | 0 | 0 | 0 | 0 | 0 | 0 | 0 | 5.25 | 5.25 | 5.25 | 5.25 | 5.25 | 5.25 | 5.25 | 5.25 | 5.25 | 5.25 | 5.25 | 5.25 | 5.25 | 5.25 | 5.25 | 5.25 | 5.25 | 5.25 | 5.25 | 5.25 | 5.25 | 5.25 | 5.25 | 5.25 | 5.25 | 5.25 | 5.25 | 5.25 | 5.25 | 5.25 | 5.25 | 5.25 | 5.25 | 5.25 | 5.25 | 5.25 | 5.25 | 5.25 | 5.25 | 5.25 | 5.25 | 5.25 | 5.25 | 5.25 | 5.25
52aA | Poole Water Recycling and Transfer - Stour use 50% | 52.02 | Water reuse | Resource Options | N | Alternative Programme 3 (Higher Alternative Need - No HA options available) | WXWWSX | Ml/d | 2 | 0 | 0 | 0 | 0 | 0 | 0 | 0 | 0 | 0 | 0 | 0 | 0 | 0 | 0 | 0 | 0 | 5.25 | 5.25 | 5.25 | 5.25 | 5.25 | 5.25 | 5.25 | 5.25 | 5.25 | 5.25 | 5.25 | 5.25 | 5.25 | 5.25 | 5.25 | 5.25 | 5.25 | 5.25 | 5.25 | 5.25 | 5.25 | 5.25 | 5.25 | 5.25 | 5.25 | 5.25 | 5.25 | 5.25 | 5.25 | 5.25 | 5.25 | 5.25 | 5.25 | 5.25 | 5.25 | 5.25 | 5.25 | 5.25 | 5.25 | 5.25 | 5.25 | 5.25 | 5.25 | 5.25 | 5.25
52aA | Poole Water Recycling and Transfer - Stour use 50% | 52.02 | Water reuse | Resource Options | N | Alternative Programme 4 (Central Alternative Pathway 1) | WXWWSX | Ml/d | 2 | 0 | 0 | 0 | 0 | 0 | 0 | 0 | 0 | 0 | 0 | 0 | 0 | 0 | 0 | 0 | 0 | 5.25 | 5.25 | 5.25 | 5.25 | 5.25 | 5.25 | 5.25 | 5.25 | 5.25 | 5.25 | 5.25 | 5.25 | 5.25 | 5.25 | 5.25 | 5.25 | 5.25 | 5.25 | 5.25 | 5.25 | 5.25 | 5.25 | 5.25 | 5.25 | 5.25 | 5.25 | 5.25 | 5.25 | 5.25 | 5.25 | 5.25 | 5.25 | 5.25 | 5.25 | 5.25 | 5.25 | 5.25 | 5.25 | 5.25 | 5.25 | 5.25 | 5.25 | 5.25 | 5.25 | 5.25
52aA | Poole Water Recycling and Transfer - Stour use 50% | 52.02 | Water reuse | Resource Options | N | Alternative Programme 5 - (Central Alternative Pathway 2) | WXWWSX | Ml/d | 2 | 0 | 0 | 0 | 0 | 0 | 0 | 0 | 0 | 0 | 0 | 0 | 0 | 0 | 0 | 0 | 0 | 5.25 | 5.25 | 5.25 | 5.25 | 5.25 | 5.25 | 5.25 | 5.25 | 5.25 | 5.25 | 5.25 | 5.25 | 5.25 | 5.25 | 5.25 | 5.25 | 5.25 | 5.25 | 5.25 | 5.25 | 5.25 | 5.25 | 5.25 | 5.25 | 5.25 | 5.25 | 5.25 | 5.25 | 5.25 | 5.25 | 5.25 | 5.25 | 5.25 | 5.25 | 5.25 | 5.25 | 5.25 | 5.25 | 5.25 | 5.25 | 5.25 | 5.25 | 5.25 | 5.25 | 5.25
52aA | Poole Water Recycling and Transfer - Stour use 50% | 52.02 | Water reuse | Resource Options | N | Least Cost Programme | WXWWSX | Ml/d | 2 | 0 | 0 | 0 | 0 | 0 | 0 | 0 | 0 | 0 | 0 | 0 | 0 | 0 | 0 | 0 | 0 | 5.25 | 5.25 | 5.25 | 5.25 | 5.25 | 5.25 | 5.25 | 5.25 | 5.25 | 5.25 | 5.25 | 5.25 | 5.25 | 5.25 | 5.25 | 5.25 | 5.25 | 5.25 | 5.25 | 5.25 | 5.25 | 5.25 | 5.25 | 5.25 | 5.25 | 5.25 | 5.25 | 5.25 | 5.25 | 5.25 | 5.25 | 5.25 | 5.25 | 5.25 | 5.25 | 5.25 | 5.25 | 5.25 | 5.25 | 5.25 | 5.25 | 5.25 | 5.25 | 5.25 | 5.25
52dA | Reduced levels of service, moving to 1:500 to 1:200 | 9.19 | Tariff | Customer Options | N | Ofwat Core Programme | WXWWSX | Ml/d | 2 | 0 | 0 | 0 | 0 | 0 | 0 | 4.03 | 4.03 | 4.03 | 4.03 | 4.03 | 4.03 | 4.03 | 4.03 | 4.03 | 4.03 | 4.03 | 4.03 | 4.03 | 4.03 | 4.03 | 0 | 0 | 0 | 0 | 0 | 0 | 0 | 0 | 0 | 0 | 0 | 0 | 0 | 0 | 0 | 0 | 0 | 0 | 0 | 0 | 0 | 0 | 0 | 0 | 0 | 0 | 0 | 0 | 0 | 0 | 0 | 0 | 0 | 0 | 0 | 0 | 0 | 0 | 0 | 0
52dA | Reduced levels of service, moving to 1:500 to 1:200 | 9.19 | Tariff | Customer Options | N | Preferred (Most Likely) | WXWWSX | Ml/d | 2 | 0 | 0 | 0 | 0 | 0 | 0 | 4.03 | 4.03 | 4.03 | 4.03 | 4.03 | 4.03 | 4.03 | 4.03 | 4.03 | 4.03 | 4.03 | 4.03 | 4.03 | 4.03 | 4.03 | 0 | 0 | 0 | 0 | 0 | 0 | 0 | 0 | 0 | 0 | 0 | 0 | 0 | 0 | 0 | 0 | 0 | 0 | 0 | 0 | 0 | 0 | 0 | 0 | 0 | 0 | 0 | 0 | 0 | 0 | 0 | 0 | 0 | 0 | 0 | 0 | 0 | 0 | 0 | 0
52dA | Reduced levels of service, moving to 1:500 to 1:200 | 9.19 | Tariff | Customer Options | N | Alternative Programme 2 (Higher Alternative Need Pathway) | WXWWSX | Ml/d | 2 | 0 | 0 | 0 | 0 | 0 | 0 | 4.03 | 4.03 | 4.03 | 4.03 | 4.03 | 4.03 | 4.03 | 4.03 | 4.03 | 4.03 | 4.03 | 4.03 | 4.03 | 4.03 | 4.03 | 0 | 0 | 0 | 0 | 0 | 0 | 0 | 0 | 0 | 0 | 0 | 0 | 0 | 0 | 0 | 0 | 0 | 0 | 0 | 0 | 0 | 0 | 0 | 0 | 0 | 0 | 0 | 0 | 0 | 0 | 0 | 0 | 0 | 0 | 0 | 0 | 0 | 0 | 0 | 0
52dA | Reduced levels of service, moving to 1:500 to 1:200 | 9.19 | Tariff | Customer Options | N | Alternative Programme 3 (Higher Alternative Need - No HA options available) | WXWWSX | Ml/d | 2 | 0 | 0 | 0 | 0 | 0 | 0 | 4.03 | 4.03 | 4.03 | 4.03 | 4.03 | 4.03 | 4.03 | 4.03 | 4.03 | 4.03 | 4.03 | 4.03 | 4.03 | 4.03 | 4.03 | 0 | 0 | 0 | 0 | 0 | 0 | 0 | 0 | 0 | 0 | 0 | 0 | 0 | 0 | 0 | 0 | 0 | 0 | 0 | 0 | 0 | 0 | 0 | 0 | 0 | 0 | 0 | 0 | 0 | 0 | 0 | 0 | 0 | 0 | 0 | 0 | 0 | 0 | 0 | 0
52dA | Reduced levels of service, moving to 1:500 to 1:200 | 9.19 | Tariff | Customer Options | N | Alternative Programme 4 (Central Alternative Pathway 1) | WXWWSX | Ml/d | 2 | 0 | 0 | 0 | 0 | 0 | 0 | 4.03 | 4.03 | 4.03 | 4.03 | 4.03 | 4.03 | 4.03 | 4.03 | 4.03 | 4.03 | 4.03 | 4.03 | 4.03 | 4.03 | 4.03 | 0 | 0 | 0 | 0 | 0 | 0 | 0 | 0 | 0 | 0 | 0 | 0 | 0 | 0 | 0 | 0 | 0 | 0 | 0 | 0 | 0 | 0 | 0 | 0 | 0 | 0 | 0 | 0 | 0 | 0 | 0 | 0 | 0 | 0 | 0 | 0 | 0 | 0 | 0 | 0
52dA | Reduced levels of service, moving to 1:500 to 1:200 | 9.19 | Tariff | Customer Options | N | Alternative Programme 5 - (Central Alternative Pathway 2) | WXWWSX | Ml/d | 2 | 0 | 0 | 0 | 0 | 0 | 0 | 4.03 | 4.03 | 4.03 | 4.03 | 4.03 | 4.03 | 4.03 | 4.03 | 4.03 | 4.03 | 4.03 | 4.03 | 4.03 | 4.03 | 4.03 | 0 | 0 | 0 | 0 | 0 | 0 | 0 | 0 | 0 | 0 | 0 | 0 | 0 | 0 | 0 | 0 | 0 | 0 | 0 | 0 | 0 | 0 | 0 | 0 | 0 | 0 | 0 | 0 | 0 | 0 | 0 | 0 | 0 | 0 | 0 | 0 | 0 | 0 | 0 | 0
52dA | Reduced levels of service, moving to 1:500 to 1:200 | 9.19 | Tariff | Customer Options | N | Alternative Programme 6 (Central Alternative Pathway 3) | WXWWSX | Ml/d | 2 | 0 | 0 | 0 | 0 | 0 | 0 | 4.03 | 4.03 | 4.03 | 4.03 | 4.03 | 4.03 | 4.03 | 4.03 | 4.03 | 4.03 | 4.03 | 4.03 | 4.03 | 4.03 | 4.03 | 0 | 0 | 0 | 0 | 0 | 0 | 0 | 0 | 0 | 0 | 0 | 0 | 0 | 0 | 0 | 0 | 0 | 0 | 0 | 0 | 0 | 0 | 0 | 0 | 0 | 0 | 0 | 0 | 0 | 0 | 0 | 0 | 0 | 0 | 0 | 0 | 0 | 0 | 0 | 0
52dA | Reduced levels of service, moving to 1:500 to 1:200 | 9.19 | Tariff | Customer Options | N | Alternative Programme 7 (Central Alternative Pathway 4) | WXWWSX | Ml/d | 2 | 0 | 0 | 0 | 0 | 0 | 0 | 4.03 | 4.03 | 4.03 | 4.03 | 4.03 | 4.03 | 4.03 | 4.03 | 4.03 | 4.03 | 4.03 | 4.03 | 4.03 | 4.03 | 4.03 | 0 | 0 | 0 | 0 | 0 | 0 | 0 | 0 | 0 | 0 | 0 | 0 | 0 | 0 | 0 | 0 | 0 | 0 | 0 | 0 | 0 | 0 | 0 | 0 | 0 | 0 | 0 | 0 | 0 | 0 | 0 | 0 | 0 | 0 | 0 | 0 | 0 | 0 | 0 | 0
52dA | Reduced levels of service, moving to 1:500 to 1:200 | 9.19 | Tariff | Customer Options | N | Least Cost Programme | WXWWSX | Ml/d | 2 | 0 | 0 | 0 | 0 | 0 | 0 | 4.03 | 4.03 | 4.03 | 4.03 | 4.03 | 4.03 | 4.03 | 4.03 | 4.03 | 4.03 | 4.03 | 4.03 | 4.03 | 4.03 | 4.03 | 0 | 0 | 0 | 0 | 0 | 0 | 0 | 0 | 0 | 0 | 0 | 0 | 0 | 0 | 0 | 0 | 0 | 0 | 0 | 0 | 0 | 0 | 0 | 0 | 0 | 0 | 0 | 0 | 0 | 0 | 0 | 0 | 0 | 0 | 0 | 0 | 0 | 0 | 0 | 0
52aA | Grid reinforcements - Wylye valley | 25.03 | New reservoir | Resource Options | N | Alternative Programme 3 (Higher Alternative Need - No HA options available) | WXWWSX | Ml/d | 2 | 0 | 0 | 0 | 0 | 0 | 0 | 0 | 0 | 0 | 0 | 0 | 0 | 0 | 0 | 0 | 0 | 0 | 0 | 0 | 0 | 0 | 0 | 0 | 0 | 0 | 0 | 0 | 0 | 0 | 0 | 0 | 0 | 0 | 0 | 0 | 0 | 0 | 0 | 0 | 0 | 0 | 0 | 0 | 0 | 0 | 0 | 0 | 1 | 1 | 1 | 1 | 1 | 1 | 1 | 1 | 1 | 1 | 1 | 1 | 1 | 1
52cA | North Grid to South Grid reinforcements - 5.5Ml/d | 55.05 | Internal potable transfer | Distribution Options | N | Alternative Programme 3 (Higher Alternative Need - No HA options available) | WXWWSX | Ml/d | 2 | 0 | 0 | 0 | 0 | 0 | 0 | 0 | 0 | 0 | 0 | 0 | 0 | 0 | 0 | 0 | 0 | 0 | 0 | 0 | 0 | 0 | 0 | 0 | 0 | 0 | 0 | 0 | 0 | 0 | 0 | 0 | 0 | 0 | 0 | 0 | 0 | 0 | 0 | 0 | 0 | 0 | 0 | 0 | 0 | 0 | 0 | 1.5 | 1.5 | 1.5 | 1.5 | 1.5 | 1.5 | 1.5 | 1.5 | 1.5 | 1.5 | 1.5 | 1.5 | 1.5 | 1.5 | 1.5
52bA | Yeovil Reservoir peak capacity | 23.01 | Water treatment works capacity increase | Production Options | N | Alternative Programme 7 (Central Alternative Pathway 4) | WXWWSX | Ml/d | 2 | 0 | 0 | 0 | 0 | 0 | 0 | 0 | 0 | 0 | 0 | 0 | 0 | 0 | 0 | 0 | 0 | 0 | 0 | 0 | 0 | 0 | 0 | 0 | 0 | 0 | 0 | 0 | 0 | 0 | 0 | 0 | 0 | 0 | 0 | 0 | 0 | 0 | 0 | 0 | 0 | 0 | 0 | 0 | 0 | 0 | 0 | 0 | 0 | 0 | 0 | 0 | 0 | 0 | 0 | 0 | 0 | 0 | 0 | 0 | 0 | 0
52aA | East Weymouth Source - treatment improvements | 38.12 | Groundwater enhancement | Resource Options | N | Alternative Programme 2 (Higher Alternative Need Pathway) | WXWWSX | Ml/d | 2 | 0 | 0 | 0 | 0 | 0 | 0 | 0 | 0 | 0 | 0 | 0 | 0 | 0 | 0 | 0 | 0 | 0 | 0 | 0 | 0 | 0 | 0 | 0 | 0 | 0 | 0 | 0 | 0 | 0 | 0 | 0 | 0 | 0 | 0 | 0 | 0 | 3 | 3 | 3 | 3 | 3 | 3 | 3 | 3 | 3 | 3 | 3 | 3 | 3 | 3 | 3 | 3 | 3 | 3 | 3 | 3 | 3 | 3 | 3 | 3 | 3
52aA | East Weymouth Source - treatment improvements | 38.12 | Groundwater enhancement | Resource Options | N | Alternative Programme 3 (Higher Alternative Need - No HA options available) | WXWWSX | Ml/d | 2 | 0 | 0 | 0 | 0 | 0 | 0 | 0 | 0 | 0 | 0 | 0 | 0 | 0 | 0 | 0 | 0 | 0 | 0 | 0 | 0 | 0 | 0 | 0 | 0 | 0 | 0 | 0 | 0 | 0 | 0 | 0 | 0 | 0 | 0 | 0 | 0 | 3 | 3 | 3 | 3 | 3 | 3 | 3 | 3 | 3 | 3 | 3 | 3 | 3 | 3 | 3 | 3 | 3 | 3 | 3 | 3 | 3 | 3 | 3 | 3 | 3
52dA | Temporary use bans | 9.16 | Tariff | Customer Options | N | Ofwat Core Programme | WXWWSX | Ml/d | 2 | 0 | 0 | 0 | 0 | 0 | 0 | 9.33 | 9.33 | 9.33 | 9.33 | 9.33 | 9.33 | 9.33 | 9.33 | 9.33 | 9.33 | 9.33 | 9.33 | 9.33 | 9.33 | 9.33 | 9.33 | 9.33 | 9.33 | 9.33 | 9.33 | 9.33 | 9.33 | 9.33 | 9.33 | 9.33 | 9.33 | 9.33 | 9.33 | 9.33 | 9.33 | 9.33 | 9.33 | 9.33 | 9.33 | 9.33 | 9.33 | 9.33 | 9.33 | 9.33 | 9.33 | 9.33 | 9.33 | 9.33 | 9.33 | 9.33 | 9.33 | 9.33 | 9.33 | 9.33 | 9.33 | 9.33 | 9.33 | 9.33 | 9.33 | 9.33
52dA | Temporary use bans | 9.16 | Tariff | Customer Options | N | Preferred (Most Likely) | WXWWSX | Ml/d | 2 | 0 | 0 | 0 | 0 | 0 | 0 | 9.33 | 9.33 | 9.33 | 9.33 | 9.33 | 9.33 | 9.33 | 9.33 | 9.33 | 9.33 | 9.33 | 9.33 | 9.33 | 9.33 | 9.33 | 9.33 | 9.33 | 9.33 | 9.33 | 9.33 | 9.33 | 9.33 | 9.33 | 9.33 | 9.33 | 9.33 | 9.33 | 9.33 | 9.33 | 9.33 | 9.33 | 9.33 | 9.33 | 9.33 | 9.33 | 9.33 | 9.33 | 9.33 | 9.33 | 9.33 | 9.33 | 9.33 | 9.33 | 9.33 | 9.33 | 9.33 | 9.33 | 9.33 | 9.33 | 9.33 | 9.33 | 9.33 | 9.33 | 9.33 | 9.33
52dA | Temporary use bans | 9.16 | Tariff | Customer Options | N | Alternative Programme 2 (Higher Alternative Need Pathway) | WXWWSX | Ml/d | 2 | 0 | 0 | 0 | 0 | 0 | 0 | 9.33 | 9.33 | 9.33 | 9.33 | 9.33 | 9.33 | 9.33 | 9.33 | 9.33 | 9.33 | 9.33 | 9.33 | 9.33 | 9.33 | 9.33 | 9.33 | 9.33 | 9.33 | 9.33 | 9.33 | 9.33 | 9.33 | 9.33 | 9.33 | 9.33 | 9.33 | 9.33 | 9.33 | 9.33 | 9.33 | 9.33 | 9.33 | 9.33 | 9.33 | 9.33 | 9.33 | 9.33 | 9.33 | 9.33 | 9.33 | 9.33 | 9.33 | 9.33 | 9.33 | 9.33 | 9.33 | 9.33 | 9.33 | 9.33 | 9.33 | 9.33 | 9.33 | 9.33 | 9.33 | 9.33
52dA | Temporary use bans | 9.16 | Tariff | Customer Options | N | Alternative Programme 3 (Higher Alternative Need - No HA options available) | WXWWSX | Ml/d | 2 | 0 | 0 | 0 | 0 | 0 | 0 | 9.33 | 9.33 | 9.33 | 9.33 | 9.33 | 9.33 | 9.33 | 9.33 | 9.33 | 9.33 | 9.33 | 9.33 | 9.33 | 9.33 | 9.33 | 9.33 | 9.33 | 9.33 | 9.33 | 9.33 | 9.33 | 9.33 | 9.33 | 9.33 | 9.33 | 9.33 | 9.33 | 9.33 | 9.33 | 9.33 | 9.33 | 9.33 | 9.33 | 9.33 | 9.33 | 9.33 | 9.33 | 9.33 | 9.33 | 9.33 | 9.33 | 9.33 | 9.33 | 9.33 | 9.33 | 9.33 | 9.33 | 9.33 | 9.33 | 9.33 | 9.33 | 9.33 | 9.33 | 9.33 | 9.33
52dA | Temporary use bans | 9.16 | Tariff | Customer Options | N | Alternative Programme 4 (Central Alternative Pathway 1) | WXWWSX | Ml/d | 2 | 0 | 0 | 0 | 0 | 0 | 0 | 9.33 | 9.33 | 9.33 | 9.33 | 9.33 | 9.33 | 9.33 | 9.33 | 9.33 | 9.33 | 9.33 | 9.33 | 9.33 | 9.33 | 9.33 | 9.33 | 9.33 | 9.33 | 9.33 | 9.33 | 9.33 | 9.33 | 9.33 | 9.33 | 9.33 | 9.33 | 9.33 | 9.33 | 9.33 | 9.33 | 9.33 | 9.33 | 9.33 | 9.33 | 9.33 | 9.33 | 9.33 | 9.33 | 9.33 | 9.33 | 9.33 | 9.33 | 9.33 | 9.33 | 9.33 | 9.33 | 9.33 | 9.33 | 9.33 | 9.33 | 9.33 | 9.33 | 9.33 | 9.33 | 9.33
52dA | Temporary use bans | 9.16 | Tariff | Customer Options | N | Alternative Programme 5 - (Central Alternative Pathway 2) | WXWWSX | Ml/d | 2 | 0 | 0 | 0 | 0 | 0 | 0 | 9.33 | 9.33 | 9.33 | 9.33 | 9.33 | 9.33 | 9.33 | 9.33 | 9.33 | 9.33 | 9.33 | 9.33 | 9.33 | 9.33 | 9.33 | 9.33 | 9.33 | 9.33 | 9.33 | 9.33 | 9.33 | 9.33 | 9.33 | 9.33 | 9.33 | 9.33 | 9.33 | 9.33 | 9.33 | 9.33 | 9.33 | 9.33 | 9.33 | 9.33 | 9.33 | 9.33 | 9.33 | 9.33 | 9.33 | 9.33 | 9.33 | 9.33 | 9.33 | 9.33 | 9.33 | 9.33 | 9.33 | 9.33 | 9.33 | 9.33 | 9.33 | 9.33 | 9.33 | 9.33 | 9.33
52dA | Temporary use bans | 9.16 | Tariff | Customer Options | N | Alternative Programme 6 (Central Alternative Pathway 3) | WXWWSX | Ml/d | 2 | 0 | 0 | 0 | 0 | 0 | 0 | 9.33 | 9.33 | 9.33 | 9.33 | 9.33 | 9.33 | 9.33 | 9.33 | 9.33 | 9.33 | 9.33 | 9.33 | 9.33 | 9.33 | 9.33 | 9.33 | 9.33 | 9.33 | 9.33 | 9.33 | 9.33 | 9.33 | 9.33 | 9.33 | 9.33 | 9.33 | 9.33 | 9.33 | 9.33 | 9.33 | 9.33 | 9.33 | 9.33 | 9.33 | 9.33 | 9.33 | 9.33 | 9.33 | 9.33 | 9.33 | 9.33 | 9.33 | 9.33 | 9.33 | 9.33 | 9.33 | 9.33 | 9.33 | 9.33 | 9.33 | 9.33 | 9.33 | 9.33 | 9.33 | 9.33
52dA | Temporary use bans | 9.16 | Tariff | Customer Options | N | Alternative Programme 7 (Central Alternative Pathway 4) | WXWWSX | Ml/d | 2 | 0 | 0 | 0 | 0 | 0 | 0 | 9.33 | 9.33 | 9.33 | 9.33 | 9.33 | 9.33 | 9.33 | 9.33 | 9.33 | 9.33 | 9.33 | 9.33 | 9.33 | 9.33 | 9.33 | 9.33 | 9.33 | 9.33 | 9.33 | 9.33 | 9.33 | 9.33 | 9.33 | 9.33 | 9.33 | 9.33 | 9.33 | 9.33 | 9.33 | 9.33 | 9.33 | 9.33 | 9.33 | 9.33 | 9.33 | 9.33 | 9.33 | 9.33 | 9.33 | 9.33 | 9.33 | 9.33 | 9.33 | 9.33 | 9.33 | 9.33 | 9.33 | 9.33 | 9.33 | 9.33 | 9.33 | 9.33 | 9.33 | 9.33 | 9.33
52dA | Temporary use bans | 9.16 | Tariff | Customer Options | N | Least Cost Programme | WXWWSX | Ml/d | 2 | 0 | 0 | 0 | 0 | 0 | 0 | 9.33 | 9.33 | 9.33 | 9.33 | 9.33 | 9.33 | 9.33 | 9.33 | 9.33 | 9.33 | 9.33 | 9.33 | 9.33 | 9.33 | 9.33 | 9.33 | 9.33 | 9.33 | 9.33 | 9.33 | 9.33 | 9.33 | 9.33 | 9.33 | 9.33 | 9.33 | 9.33 | 9.33 | 9.33 | 9.33 | 9.33 | 9.33 | 9.33 | 9.33 | 9.33 | 9.33 | 9.33 | 9.33 | 9.33 | 9.33 | 9.33 | 9.33 | 9.33 | 9.33 | 9.33 | 9.33 | 9.33 | 9.33 | 9.33 | 9.33 | 9.33 | 9.33 | 9.33 | 9.33 | 9.33
52aA | Under-utilised licence - North Bath | 39.01 | Groundwater enhancement | Resource Options | N | Preferred (Most Likely) | WXWWSX | Ml/d | 2 | 0 | 0 | 0 | 0 | 0 | 0 | 0 | 0 | 0 | 0 | 0 | 0 | 0 | 0 | 0 | 0 | 0 | 0 | 0 | 0 | 0 | 0 | 0 | 0 | 0 | 0 | 0 | 0 | 0 | 0 | 0 | 0 | 0 | 0 | 0 | 0 | 0 | 0 | 0 | 0 | 0 | 0 | 0 | 0 | 0.41 | 0.41 | 0.41 | 0.41 | 0.41 | 0.41 | 0.41 | 0.41 | 0.41 | 0.41 | 0.41 | 0.41 | 0.41 | 0.41 | 0.41 | 0.41 | 0.41
52aA | Under-utilised licence - North Bath | 39.01 | Groundwater enhancement | Resource Options | N | Alternative Programme 2 (Higher Alternative Need Pathway) | WXWWSX | Ml/d | 2 | 0 | 0 | 0 | 0 | 0 | 0 | 0 | 0 | 0 | 0 | 0 | 0 | 0 | 0 | 0 | 0 | 0 | 0 | 0 | 0 | 0 | 0 | 0 | 0 | 0 | 0 | 0 | 0 | 0 | 0 | 0 | 0 | 0 | 0 | 0 | 0 | 0.41 | 0.41 | 0.41 | 0.41 | 0.41 | 0.41 | 0.41 | 0.41 | 0.41 | 0.41 | 0.41 | 0.41 | 0.41 | 0.41 | 0.41 | 0.41 | 0.41 | 0.41 | 0.41 | 0.41 | 0.41 | 0.41 | 0.41 | 0.41 | 0.41
52aA | Under-utilised licence - North Bath | 39.01 | Groundwater enhancement | Resource Options | N | Alternative Programme 3 (Higher Alternative Need - No HA options available) | WXWWSX | Ml/d | 2 | 0 | 0 | 0 | 0 | 0 | 0 | 0 | 0 | 0 | 0 | 0 | 0 | 0 | 0 | 0 | 0 | 0.41 | 0.41 | 0.41 | 0.41 | 0.41 | 0.41 | 0.41 | 0.41 | 0.41 | 0.41 | 0.41 | 0.41 | 0.41 | 0.41 | 0.41 | 0.41 | 0.41 | 0.41 | 0.41 | 0.41 | 0.41 | 0.41 | 0.41 | 0.41 | 0.41 | 0.41 | 0.41 | 0.41 | 0.41 | 0.41 | 0.41 | 0.41 | 0.41 | 0.41 | 0.41 | 0.41 | 0.41 | 0.41 | 0.41 | 0.41 | 0.41 | 0.41 | 0.41 | 0.41 | 0.41
52aA | Under-utilised licence - North Bath | 39.01 | Groundwater enhancement | Resource Options | N | Alternative Programme 4 (Central Alternative Pathway 1) | WXWWSX | Ml/d | 2 | 0 | 0 | 0 | 0 | 0 | 0 | 0 | 0 | 0 | 0 | 0 | 0 | 0 | 0 | 0 | 0 | 0.41 | 0.41 | 0.41 | 0.41 | 0.41 | 0.41 | 0.41 | 0.41 | 0.41 | 0.41 | 0.41 | 0.41 | 0.41 | 0.41 | 0.41 | 0.41 | 0.41 | 0.41 | 0.41 | 0.41 | 0.41 | 0.41 | 0.41 | 0.41 | 0.41 | 0.41 | 0.41 | 0.41 | 0.41 | 0.41 | 0.41 | 0.41 | 0.41 | 0.41 | 0.41 | 0.41 | 0.41 | 0.41 | 0.41 | 0.41 | 0.41 | 0.41 | 0.41 | 0.41 | 0.41
52aA | Under-utilised licence - North Bath | 39.01 | Groundwater enhancement | Resource Options | N | Alternative Programme 5 - (Central Alternative Pathway 2) | WXWWSX | Ml/d | 2 | 0 | 0 | 0 | 0 | 0 | 0 | 0 | 0 | 0 | 0 | 0 | 0 | 0 | 0 | 0 | 0 | 0.41 | 0.41 | 0.41 | 0.41 | 0.41 | 0.41 | 0.41 | 0.41 | 0.41 | 0.41 | 0.41 | 0.41 | 0.41 | 0.41 | 0.41 | 0.41 | 0.41 | 0.41 | 0.41 | 0.41 | 0.41 | 0.41 | 0.41 | 0.41 | 0.41 | 0.41 | 0.41 | 0.41 | 0.41 | 0.41 | 0.41 | 0.41 | 0.41 | 0.41 | 0.41 | 0.41 | 0.41 | 0.41 | 0.41 | 0.41 | 0.41 | 0.41 | 0.41 | 0.41 | 0.41
52aA | Under-utilised licence - North Bath | 39.01 | Groundwater enhancement | Resource Options | N | Alternative Programme 6 (Central Alternative Pathway 3) | WXWWSX | Ml/d | 2 | 0 | 0 | 0 | 0 | 0 | 0 | 0 | 0 | 0 | 0 | 0 | 0 | 0 | 0 | 0 | 0 | 0 | 0 | 0 | 0 | 0 | 0 | 0 | 0 | 0 | 0 | 0 | 0 | 0 | 0 | 0 | 0 | 0 | 0 | 0 | 0 | 0 | 0 | 0 | 0 | 0 | 0 | 0 | 0 | 0 | 0.41 | 0.41 | 0.41 | 0.41 | 0.41 | 0.41 | 0.41 | 0.41 | 0.41 | 0.41 | 0.41 | 0.41 | 0.41 | 0.41 | 0.41 | 0.41
52aA | Under-utilised licence - North Bath | 39.01 | Groundwater enhancement | Resource Options | N | Alternative Programme 7 (Central Alternative Pathway 4) | WXWWSX | Ml/d | 2 | 0 | 0 | 0 | 0 | 0 | 0 | 0 | 0 | 0 | 0 | 0 | 0 | 0 | 0 | 0 | 0 | 0 | 0 | 0 | 0 | 0 | 0 | 0 | 0 | 0 | 0 | 0 | 0 | 0 | 0 | 0 | 0 | 0 | 0 | 0 | 0 | 0 | 0 | 0 | 0 | 0 | 0.41 | 0.41 | 0.41 | 0.41 | 0.41 | 0.41 | 0.41 | 0.41 | 0.41 | 0.41 | 0.41 | 0.41 | 0.41 | 0.41 | 0.41 | 0.41 | 0.41 | 0.41 | 0.41 | 0.41
52aA | Under-utilised licence - North Bath | 39.01 | Groundwater enhancement | Resource Options | N | Least Cost Programme | WXWWSX | Ml/d | 2 | 0 | 0 | 0 | 0 | 0 | 0 | 0 | 0 | 0 | 0 | 0 | 0 | 0 | 0 | 0 | 0 | 0.41 | 0.41 | 0.41 | 0.41 | 0.41 | 0.41 | 0.41 | 0.41 | 0.41 | 0.41 | 0.41 | 0.41 | 0.41 | 0.41 | 0.41 | 0.41 | 0.41 | 0.41 | 0.41 | 0.41 | 0.41 | 0.41 | 0.41 | 0.41 | 0.41 | 0.41 | 0.41 | 0.41 | 0.41 | 0.41 | 0.41 | 0.41 | 0.41 | 0.41 | 0.41 | 0.41 | 0.41 | 0.41 | 0.41 | 0.41 | 0.41 | 0.41 | 0.41 | 0.41 | 0.41
52aA | Under-utilised Licence - North Warminster | 39.02 | Groundwater enhancement | Resource Options | N | Preferred (Most Likely) | WXWWSX | Ml/d | 2 | 0 | 0 | 0 | 0 | 0 | 0 | 0 | 0 | 0 | 0 | 0 | 0 | 0 | 0 | 0 | 0 | 2.5 | 2.5 | 2.5 | 2.5 | 2.5 | 2.5 | 2.5 | 2.5 | 2.5 | 2.5 | 2.5 | 2.5 | 2.5 | 2.5 | 2.5 | 2.5 | 2.5 | 2.5 | 2.5 | 2.5 | 2.5 | 2.5 | 2.5 | 2.5 | 2.5 | 2.5 | 2.5 | 2.5 | 2.5 | 2.5 | 2.5 | 2.5 | 2.5 | 2.5 | 2.5 | 2.5 | 2.5 | 2.5 | 2.5 | 2.5 | 2.5 | 2.5 | 2.5 | 2.5 | 2.5
52aA | Under-utilised Licence - North Warminster | 39.02 | Groundwater enhancement | Resource Options | N | Alternative Programme 2 (Higher Alternative Need Pathway) | WXWWSX | Ml/d | 2 | 0 | 0 | 0 | 0 | 0 | 0 | 0 | 0 | 0 | 0 | 0 | 0 | 0 | 0 | 0 | 0 | 2.5 | 2.5 | 2.5 | 2.5 | 2.5 | 2.5 | 2.5 | 2.5 | 2.5 | 2.5 | 2.5 | 2.5 | 2.5 | 2.5 | 2.5 | 2.5 | 2.5 | 2.5 | 2.5 | 2.5 | 2.5 | 2.5 | 2.5 | 2.5 | 2.5 | 2.5 | 2.5 | 2.5 | 2.5 | 2.5 | 2.5 | 2.5 | 2.5 | 2.5 | 2.5 | 2.5 | 2.5 | 2.5 | 2.5 | 2.5 | 2.5 | 2.5 | 2.5 | 2.5 | 2.5
52aA | Under-utilised Licence - North Warminster | 39.02 | Groundwater enhancement | Resource Options | N | Alternative Programme 3 (Higher Alternative Need - No HA options available) | WXWWSX | Ml/d | 2 | 0 | 0 | 0 | 0 | 0 | 0 | 0 | 0 | 0 | 0 | 0 | 0 | 0 | 0 | 0 | 0 | 2.5 | 2.5 | 2.5 | 2.5 | 2.5 | 2.5 | 2.5 | 2.5 | 2.5 | 2.5 | 2.5 | 2.5 | 2.5 | 2.5 | 2.5 | 2.5 | 2.5 | 2.5 | 2.5 | 2.5 | 2.5 | 2.5 | 2.5 | 2.5 | 2.5 | 2.5 | 2.5 | 2.5 | 2.5 | 2.5 | 2.5 | 2.5 | 2.5 | 2.5 | 2.5 | 2.5 | 2.5 | 2.5 | 2.5 | 2.5 | 2.5 | 2.5 | 2.5 | 2.5 | 2.5
52aA | Under-utilised Licence - North Warminster | 39.02 | Groundwater enhancement | Resource Options | N | Alternative Programme 4 (Central Alternative Pathway 1) | WXWWSX | Ml/d | 2 | 0 | 0 | 0 | 0 | 0 | 0 | 0 | 0 | 0 | 0 | 0 | 0 | 0 | 0 | 0 | 0 | 2.5 | 2.5 | 2.5 | 2.5 | 2.5 | 2.5 | 2.5 | 2.5 | 2.5 | 2.5 | 2.5 | 2.5 | 2.5 | 2.5 | 2.5 | 2.5 | 2.5 | 2.5 | 2.5 | 2.5 | 2.5 | 2.5 | 2.5 | 2.5 | 2.5 | 2.5 | 2.5 | 2.5 | 2.5 | 2.5 | 2.5 | 2.5 | 2.5 | 2.5 | 2.5 | 2.5 | 2.5 | 2.5 | 2.5 | 2.5 | 2.5 | 2.5 | 2.5 | 2.5 | 2.5
52aA | Under-utilised Licence - North Warminster | 39.02 | Groundwater enhancement | Resource Options | N | Alternative Programme 5 - (Central Alternative Pathway 2) | WXWWSX | Ml/d | 2 | 0 | 0 | 0 | 0 | 0 | 0 | 0 | 0 | 0 | 0 | 0 | 0 | 0 | 0 | 0 | 0 | 2.5 | 2.5 | 2.5 | 2.5 | 2.5 | 2.5 | 2.5 | 2.5 | 2.5 | 2.5 | 2.5 | 2.5 | 2.5 | 2.5 | 2.5 | 2.5 | 2.5 | 2.5 | 2.5 | 2.5 | 2.5 | 2.5 | 2.5 | 2.5 | 2.5 | 2.5 | 2.5 | 2.5 | 2.5 | 2.5 | 2.5 | 2.5 | 2.5 | 2.5 | 2.5 | 2.5 | 2.5 | 2.5 | 2.5 | 2.5 | 2.5 | 2.5 | 2.5 | 2.5 | 2.5
52aA | Under-utilised Licence - North Warminster | 39.02 | Groundwater enhancement | Resource Options | N | Alternative Programme 6 (Central Alternative Pathway 3) | WXWWSX | Ml/d | 2 | 0 | 0 | 0 | 0 | 0 | 0 | 0 | 0 | 0 | 0 | 0 | 0 | 0 | 0 | 0 | 0 | 2.5 | 2.5 | 2.5 | 2.5 | 2.5 | 2.5 | 2.5 | 2.5 | 2.5 | 2.5 | 2.5 | 2.5 | 2.5 | 2.5 | 2.5 | 2.5 | 2.5 | 2.5 | 2.5 | 2.5 | 2.5 | 2.5 | 2.5 | 2.5 | 2.5 | 2.5 | 2.5 | 2.5 | 2.5 | 2.5 | 2.5 | 2.5 | 2.5 | 2.5 | 2.5 | 2.5 | 2.5 | 2.5 | 2.5 | 2.5 | 2.5 | 2.5 | 2.5 | 2.5 | 2.5
52aA | Under-utilised Licence - North Warminster | 39.02 | Groundwater enhancement | Resource Options | N | Alternative Programme 7 (Central Alternative Pathway 4) | WXWWSX | Ml/d | 2 | 0 | 0 | 0 | 0 | 0 | 0 | 0 | 0 | 0 | 0 | 0 | 0 | 0 | 0 | 0 | 0 | 2.5 | 2.5 | 2.5 | 2.5 | 2.5 | 2.5 | 2.5 | 2.5 | 2.5 | 2.5 | 2.5 | 2.5 | 2.5 | 2.5 | 2.5 | 2.5 | 2.5 | 2.5 | 2.5 | 2.5 | 2.5 | 2.5 | 2.5 | 2.5 | 2.5 | 2.5 | 2.5 | 2.5 | 2.5 | 2.5 | 2.5 | 2.5 | 2.5 | 2.5 | 2.5 | 2.5 | 2.5 | 2.5 | 2.5 | 2.5 | 2.5 | 2.5 | 2.5 | 2.5 | 2.5
52aA | Under-utilised Licence - North Warminster | 39.02 | Groundwater enhancement | Resource Options | N | Least Cost Programme | WXWWSX | Ml/d | 2 | 0 | 0 | 0 | 0 | 0 | 0 | 0 | 0 | 0 | 0 | 0 | 0 | 0 | 0 | 0 | 0 | 2.5 | 2.5 | 2.5 | 2.5 | 2.5 | 2.5 | 2.5 | 2.5 | 2.5 | 2.5 | 2.5 | 2.5 | 2.5 | 2.5 | 2.5 | 2.5 | 2.5 | 2.5 | 2.5 | 2.5 | 2.5 | 2.5 | 2.5 | 2.5 | 2.5 | 2.5 | 2.5 | 2.5 | 2.5 | 2.5 | 2.5 | 2.5 | 2.5 | 2.5 | 2.5 | 2.5 | 2.5 | 2.5 | 2.5 | 2.5 | 2.5 | 2.5 | 2.5 | 2.5 | 2.5
52aA | Underutilised licence due to water quality: Purbeck | 38.01 | Groundwater enhancement | Resource Options | N | Alternative Programme 2 (Higher Alternative Need Pathway) | WXWWSX | Ml/d | 2 | 0 | 0 | 0 | 0 | 0 | 0 | 0 | 0 | 0 | 0 | 0 | 0 | 0 | 0 | 0 | 0 | 0 | 0 | 0 | 0 | 0 | 4.45 | 4.45 | 4.45 | 4.45 | 4.45 | 4.45 | 4.45 | 4.45 | 4.45 | 4.45 | 4.45 | 4.45 | 4.45 | 4.45 | 4.45 | 4.45 | 4.45 | 4.45 | 4.45 | 4.45 | 4.45 | 4.45 | 4.45 | 4.45 | 4.45 | 4.45 | 4.45 | 4.45 | 4.45 | 4.45 | 4.45 | 4.45 | 4.45 | 4.45 | 4.45 | 4.45 | 4.45 | 4.45 | 4.45 | 4.45
52aA | Underutilised licence due to water quality: Purbeck | 38.01 | Groundwater enhancement | Resource Options | N | Alternative Programme 5 - (Central Alternative Pathway 2) | WXWWSX | Ml/d | 2 | 0 | 0 | 0 | 0 | 0 | 0 | 0 | 0 | 0 | 0 | 0 | 0 | 0 | 0 | 0 | 0 | 0 | 0 | 0 | 0 | 0 | 0 | 0 | 0 | 0 | 0 | 0 | 0 | 0 | 0 | 0 | 0 | 0 | 0 | 0 | 0 | 0 | 0 | 0 | 0 | 0 | 0 | 0 | 0 | 0 | 0 | 4.45 | 4.45 | 4.45 | 4.45 | 4.45 | 4.45 | 4.45 | 4.45 | 4.45 | 4.45 | 4.45 | 4.45 | 4.45 | 4.45 | 4.45
52aA | Underutilised licence due to water quality: Purbeck | 38.01 | Groundwater enhancement | Resource Options | N | Alternative Programme 7 (Central Alternative Pathway 4) | WXWWSX | Ml/d | 2 | 0 | 0 | 0 | 0 | 0 | 0 | 0 | 0 | 0 | 0 | 0 | 0 | 0 | 0 | 0 | 0 | 0 | 0 | 0 | 0 | 0 | 0 | 0 | 0 | 0 | 0 | 0 | 0 | 0 | 0 | 0 | 0 | 0 | 0 | 0 | 0 | 0 | 0 | 0 | 0 | 0 | 0 | 0 | 4.45 | 4.45 | 4.45 | 4.45 | 4.45 | 4.45 | 4.45 | 4.45 | 4.45 | 4.45 | 4.45 | 4.45 | 4.45 | 4.45 | 4.45 | 4.45 | 4.45 | 4.45
52aA | Under-utilised licence - East Dorchester Source | 38.11 | Groundwater enhancement | Resource Options | N | Alternative Programme 2 (Higher Alternative Need Pathway) | WXWWSX | Ml/d | 2 | 0 | 0 | 0 | 0 | 0 | 0 | 0 | 0 | 0 | 0 | 0 | 0 | 0 | 0 | 0 | 0 | 0 | 0 | 0 | 0 | 0 | 0 | 0 | 0 | 0 | 0 | 0 | 0 | 0 | 0 | 0 | 0 | 0 | 0 | 0 | 0 | 0 | 0 | 0 | 0 | 0 | 0 | 0 | 0 | 0 | 0 | 0 | 0 | 0 | 0 | 0 | 0 | 0 | 0 | 0 | 0 | 0 | 0 | 0 | 0 | 0
52aA | Under-utilised licence - East Dorchester Source | 38.11 | Groundwater enhancement | Resource Options | N | Alternative Programme 3 (Higher Alternative Need - No HA options available) | WXWWSX | Ml/d | 2 | 0 | 0 | 0 | 0 | 0 | 0 | 0 | 0 | 0 | 0 | 0 | 0 | 0 | 0 | 0 | 0 | 0 | 0 | 0 | 0 | 0 | 0 | 0 | 0 | 0 | 0 | 0 | 0 | 0 | 0 | 0 | 0 | 0 | 0 | 0 | 0 | 0 | 0 | 0 | 0 | 0 | 0 | 0 | 0 | 0 | 0 | 0 | 0 | 0 | 0 | 0 | 0 | 0 | 0 | 0 | 0 | 0 | 0 | 0 | 0 | 0
52aA | Under-utilised licence - East Dorchester Source | 38.11 | Groundwater enhancement | Resource Options | N | Least Cost Programme | WXWWSX | Ml/d | 2 | 0 | 0 | 0 | 0 | 0 | 0 | 0 | 0 | 0 | 0 | 0 | 0 | 0 | 0 | 0 | 0 | 0 | 0 | 0 | 0 | 0 | 0 | 0 | 0 | 0 | 0 | 0 | 0 | 0 | 0 | 0 | 0 | 0 | 0 | 0 | 0 | 0 | 0 | 0 | 0 | 0 | 0 | 0 | 0 | 0 | 0 | 0 | 0 | 0 | 0 | 0 | 0 | 0 | 0 | 0 | 0 | 0 | 0 | 0 | 0 | 0
52dA | Level 1 drought measures | 9.16a | Water efficiency customer education / awareness | Customer Options | N | Ofwat Core Programme | WXWWSX | Ml/d | 2 | 0 | 0 | 0 | 0 | 0 | 0 | 3.78 | 3.78 | 3.78 | 3.78 | 3.78 | 3.78 | 3.78 | 3.78 | 3.78 | 3.78 | 3.78 | 3.78 | 3.78 | 3.78 | 3.78 | 3.78 | 3.78 | 3.78 | 3.78 | 3.78 | 3.78 | 3.78 | 3.78 | 3.78 | 3.78 | 3.78 | 3.78 | 3.78 | 3.78 | 3.78 | 3.78 | 3.78 | 3.78 | 3.78 | 3.78 | 3.78 | 3.78 | 3.78 | 3.78 | 3.78 | 3.78 | 3.78 | 3.78 | 3.78 | 3.78 | 3.78 | 3.78 | 3.78 | 3.78 | 3.78 | 3.78 | 3.78 | 3.78 | 3.78 | 3.78
52dA | Level 1 drought measures | 9.16a | Water efficiency customer education / awareness | Customer Options | N | Preferred (Most Likely) | WXWWSX | Ml/d | 2 | 0 | 0 | 0 | 0 | 0 | 0 | 3.78 | 3.78 | 3.78 | 3.78 | 3.78 | 3.78 | 3.78 | 3.78 | 3.78 | 3.78 | 3.78 | 3.78 | 3.78 | 3.78 | 3.78 | 3.78 | 3.78 | 3.78 | 3.78 | 3.78 | 3.78 | 3.78 | 3.78 | 3.78 | 3.78 | 3.78 | 3.78 | 3.78 | 3.78 | 3.78 | 3.78 | 3.78 | 3.78 | 3.78 | 3.78 | 3.78 | 3.78 | 3.78 | 3.78 | 3.78 | 3.78 | 3.78 | 3.78 | 3.78 | 3.78 | 3.78 | 3.78 | 3.78 | 3.78 | 3.78 | 3.78 | 3.78 | 3.78 | 3.78 | 3.78
52dA | Level 1 drought measures | 9.16a | Water efficiency customer education / awareness | Customer Options | N | Alternative Programme 2 (Higher Alternative Need Pathway) | WXWWSX | Ml/d | 2 | 0 | 0 | 0 | 0 | 0 | 0 | 3.78 | 3.78 | 3.78 | 3.78 | 3.78 | 3.78 | 3.78 | 3.78 | 3.78 | 3.78 | 3.78 | 3.78 | 3.78 | 3.78 | 3.78 | 3.78 | 3.78 | 3.78 | 3.78 | 3.78 | 3.78 | 3.78 | 3.78 | 3.78 | 3.78 | 3.78 | 3.78 | 3.78 | 3.78 | 3.78 | 3.78 | 3.78 | 3.78 | 3.78 | 3.78 | 3.78 | 3.78 | 3.78 | 3.78 | 3.78 | 3.78 | 3.78 | 3.78 | 3.78 | 3.78 | 3.78 | 3.78 | 3.78 | 3.78 | 3.78 | 3.78 | 3.78 | 3.78 | 3.78 | 3.78
52dA | Level 1 drought measures | 9.16a | Water efficiency customer education / awareness | Customer Options | N | Alternative Programme 3 (Higher Alternative Need - No HA options available) | WXWWSX | Ml/d | 2 | 0 | 0 | 0 | 0 | 0 | 0 | 3.78 | 3.78 | 3.78 | 3.78 | 3.78 | 3.78 | 3.78 | 3.78 | 3.78 | 3.78 | 3.78 | 3.78 | 3.78 | 3.78 | 3.78 | 3.78 | 3.78 | 3.78 | 3.78 | 3.78 | 3.78 | 3.78 | 3.78 | 3.78 | 3.78 | 3.78 | 3.78 | 3.78 | 3.78 | 3.78 | 3.78 | 3.78 | 3.78 | 3.78 | 3.78 | 3.78 | 3.78 | 3.78 | 3.78 | 3.78 | 3.78 | 3.78 | 3.78 | 3.78 | 3.78 | 3.78 | 3.78 | 3.78 | 3.78 | 3.78 | 3.78 | 3.78 | 3.78 | 3.78 | 3.78
52dA | Level 1 drought measures | 9.16a | Water efficiency customer education / awareness | Customer Options | N | Alternative Programme 4 (Central Alternative Pathway 1) | WXWWSX | Ml/d | 2 | 0 | 0 | 0 | 0 | 0 | 0 | 3.78 | 3.78 | 3.78 | 3.78 | 3.78 | 3.78 | 3.78 | 3.78 | 3.78 | 3.78 | 3.78 | 3.78 | 3.78 | 3.78 | 3.78 | 3.78 | 3.78 | 3.78 | 3.78 | 3.78 | 3.78 | 3.78 | 3.78 | 3.78 | 3.78 | 3.78 | 3.78 | 3.78 | 3.78 | 3.78 | 3.78 | 3.78 | 3.78 | 3.78 | 3.78 | 3.78 | 3.78 | 3.78 | 3.78 | 3.78 | 3.78 | 3.78 | 3.78 | 3.78 | 3.78 | 3.78 | 3.78 | 3.78 | 3.78 | 3.78 | 3.78 | 3.78 | 3.78 | 3.78 | 3.78
52dA | Level 1 drought measures | 9.16a | Water efficiency customer education / awareness | Customer Options | N | Alternative Programme 5 - (Central Alternative Pathway 2) | WXWWSX | Ml/d | 2 | 0 | 0 | 0 | 0 | 0 | 0 | 3.78 | 3.78 | 3.78 | 3.78 | 3.78 | 3.78 | 3.78 | 3.78 | 3.78 | 3.78 | 3.78 | 3.78 | 3.78 | 3.78 | 3.78 | 3.78 | 3.78 | 3.78 | 3.78 | 3.78 | 3.78 | 3.78 | 3.78 | 3.78 | 3.78 | 3.78 | 3.78 | 3.78 | 3.78 | 3.78 | 3.78 | 3.78 | 3.78 | 3.78 | 3.78 | 3.78 | 3.78 | 3.78 | 3.78 | 3.78 | 3.78 | 3.78 | 3.78 | 3.78 | 3.78 | 3.78 | 3.78 | 3.78 | 3.78 | 3.78 | 3.78 | 3.78 | 3.78 | 3.78 | 3.78
52dA | Level 1 drought measures | 9.16a | Water efficiency customer education / awareness | Customer Options | N | Alternative Programme 6 (Central Alternative Pathway 3) | WXWWSX | Ml/d | 2 | 0 | 0 | 0 | 0 | 0 | 0 | 3.78 | 3.78 | 3.78 | 3.78 | 3.78 | 3.78 | 3.78 | 3.78 | 3.78 | 3.78 | 3.78 | 3.78 | 3.78 | 3.78 | 3.78 | 3.78 | 3.78 | 3.78 | 3.78 | 3.78 | 3.78 | 3.78 | 3.78 | 3.78 | 3.78 | 3.78 | 3.78 | 3.78 | 3.78 | 3.78 | 3.78 | 3.78 | 3.78 | 3.78 | 3.78 | 3.78 | 3.78 | 3.78 | 3.78 | 3.78 | 3.78 | 3.78 | 3.78 | 3.78 | 3.78 | 3.78 | 3.78 | 3.78 | 3.78 | 3.78 | 3.78 | 3.78 | 3.78 | 3.78 | 3.78
52dA | Level 1 drought measures | 9.16a | Water efficiency customer education / awareness | Customer Options | N | Alternative Programme 7 (Central Alternative Pathway 4) | WXWWSX | Ml/d | 2 | 0 | 0 | 0 | 0 | 0 | 0 | 3.78 | 3.78 | 3.78 | 3.78 | 3.78 | 3.78 | 3.78 | 3.78 | 3.78 | 3.78 | 3.78 | 3.78 | 3.78 | 3.78 | 3.78 | 3.78 | 3.78 | 3.78 | 3.78 | 3.78 | 3.78 | 3.78 | 3.78 | 3.78 | 3.78 | 3.78 | 3.78 | 3.78 | 3.78 | 3.78 | 3.78 | 3.78 | 3.78 | 3.78 | 3.78 | 3.78 | 3.78 | 3.78 | 3.78 | 3.78 | 3.78 | 3.78 | 3.78 | 3.78 | 3.78 | 3.78 | 3.78 | 3.78 | 3.78 | 3.78 | 3.78 | 3.78 | 3.78 | 3.78 | 3.78
52dA | Level 1 drought measures | 9.16a | Water efficiency customer education / awareness | Customer Options | N | Least Cost Programme | WXWWSX | Ml/d | 2 | 0 | 0 | 0 | 0 | 0 | 0 | 3.78 | 3.78 | 3.78 | 3.78 | 3.78 | 3.78 | 3.78 | 3.78 | 3.78 | 3.78 | 3.78 | 3.78 | 3.78 | 3.78 | 3.78 | 3.78 | 3.78 | 3.78 | 3.78 | 3.78 | 3.78 | 3.78 | 3.78 | 3.78 | 3.78 | 3.78 | 3.78 | 3.78 | 3.78 | 3.78 | 3.78 | 3.78 | 3.78 | 3.78 | 3.78 | 3.78 | 3.78 | 3.78 | 3.78 | 3.78 | 3.78 | 3.78 | 3.78 | 3.78 | 3.78 | 3.78 | 3.78 | 3.78 | 3.78 | 3.78 | 3.78 | 3.78 | 3.78 | 3.78 | 3.78

## 5. Options Benefits (DYCP)
Water Company | Wessex Water | Version | 1 |  | Back to title page
Table 5: WRZ Level - Options Benefits | [9 empty] | Gains in Water Available For Use / Savings in Demand under the selected programme (Ml/d) input as +ve
WRMP24 Reference | Option name | Option ID | Option Type (defined list) | Option Group | Sub-option (Y/N) | Preferred (most likely), Least Cost, Ofwat Core or Alternative Programme | WRZ (defined list) | Unit | Decimal places | 2019-20 | 2020-21 | 2021-22 | 2022-23 | 2023-24 | 2024-25 | 2025-26 | 2026-27 | 2027-28 | 2028-29 | 2029-30 | 2030-31 | 2031-32 | 2032-33 | 2033-34 | 2034-35 | 2035-36 | 2036-37 | 2037-38 | 2038-39 | 2039-40 | 2040-41 | 2041-42 | 2042-43 | 2043-44 | 2044-45 | 2045-46 | 2046-47 | 2047-48 | 2048-49 | 2049-50 | 2050-51 | 2051-52 | 2052-53 | 2053-54 | 2054-55 | 2055-56 | 2056-57 | 2057-58 | 2058-59 | 2059-60 | 2060-61 | 2061-62 | 2062-63 | 2063-64 | 2064-65 | 2065-66 | 2066-67 | 2067-68 | 2068-69 | 2069-70 | 2070-71 | 2071-72 | 2072-73 | 2073-74 | 2074-75 | 2075-76 | 2076-77 | 2077-78 | 2078-79 | 2079-80 | 2080-81 | 2081-82 | 2082-83 | 2083-84 | 2084-85 | 2085-86 | 2086-87 | 2087-88 | 2088-89 | 2089-90 | 2090-91 | 2091-92 | 2092-93 | 2093-94 | 2094-95 | 2095-96 | 2096-97 | 2097-98 | 2098-99 | 2099-100
52aA | Demand Strategy 7 | 57.07 | Active leakage management | Resource Options | N | Ofwat Core Programme | WXWWSX | Ml/d | 2 | 0 | 0 | 0 | 0 | 0 | 0 | 2.3713 | 6.7361 | 11.1308 | 15.5127 | 19.8925 | 25.4453 | 31.3881 | 37.1921 | 42.8564 | 48.3706 | 52.7606 | 56.8274 | 60.6851 | 63.7592 | 66.1225 | 68.4419 | 70.6855 | 72.8702 | 75.0478 | 77.2206 | 79.3964 | 81.578 | 83.7655 | 85.9589 | 88.1586 | 88.4857 | 87.898 | 87.4623 | 87.1675 | 87.0032 | 86.96 | 87.0291 | 87.2025 | 87.4728 | 87.8331 | 88.277 | 88.7989 | 89.3932 | 90.0551 | 90.78 | 91.5637 | 92.4023 | 93.2921 | 94.23 | 95.2128 | 96.2378 | 97.3023 | 98.404 | 99.5406 | 100.7102 | 101.9107 | 103.1406 | 104.3982 | 105.682 | 104.4237
52aA | Demand Strategy 7 | 57.07 | Active leakage management | Resource Options | N | Preferred (Most Likely) | WXWWSX | Ml/d | 2 | 0 | 0 | 0 | 0 | 0 | 0 | 2.3713 | 6.7361 | 11.1308 | 15.5127 | 19.8925 | 25.4453 | 31.3881 | 37.1921 | 42.8564 | 48.3706 | 52.7606 | 56.8274 | 60.6851 | 63.7592 | 66.1225 | 68.4419 | 70.6855 | 72.8702 | 75.0478 | 77.2206 | 79.3964 | 81.578 | 83.7655 | 85.9589 | 88.1586 | 88.4857 | 87.898 | 87.4623 | 87.1675 | 87.0032 | 86.96 | 87.0291 | 87.2025 | 87.4728 | 87.8331 | 88.277 | 88.7989 | 89.3932 | 90.0551 | 90.78 | 91.5637 | 92.4023 | 93.2921 | 94.23 | 95.2128 | 96.2378 | 97.3023 | 98.404 | 99.5406 | 100.7102 | 101.9107 | 103.1406 | 104.3982 | 105.682 | 104.4237
52aA | Amesbury boreholes | 34.1 | New groundwater | Resource Options | N | Alternative Programme 2 (Higher Alternative Need Pathway) | WXWWSX | Ml/d | 2 | 0 | 0 | 0 | 0 | 0 | 0 | 0 | 0 | 0 | 0 | 0 | 0 | 0 | 0 | 0 | 0 | 4 | 4 | 4 | 4 | 4 | 4 | 4 | 4 | 4 | 4 | 4 | 4 | 4 | 4 | 4 | 4 | 4 | 4 | 4 | 4 | 4 | 4 | 4 | 4 | 4 | 4 | 4 | 4 | 4 | 4 | 4 | 4 | 4 | 4 | 4 | 4 | 4 | 4 | 4 | 4 | 4 | 4 | 4 | 4 | 4
52cA | Demand Strategy 7 | 57.07 | Active leakage management | Distribution Options | N | Alternative Programme 3 (Higher Alternative Need - No HA options available) | WXWWSX | Ml/d | 2 | 0 | 0 | 0 | 0 | 0 | 0 | 2.3713 | 6.7361 | 11.1308 | 15.5127 | 19.8925 | 25.4453 | 31.3881 | 37.1921 | 42.8564 | 48.3706 | 52.7606 | 56.8274 | 60.6851 | 63.7592 | 66.1225 | 68.4419 | 70.6855 | 72.8702 | 75.0478 | 77.2206 | 79.3964 | 81.578 | 83.7655 | 85.9589 | 88.1586 | 88.4857 | 87.898 | 87.4623 | 87.1675 | 87.0032 | 86.96 | 87.0291 | 87.2025 | 87.4728 | 87.8331 | 88.277 | 88.7989 | 89.3932 | 90.0551 | 90.78 | 91.5637 | 92.4023 | 93.2921 | 94.23 | 95.2128 | 96.2378 | 97.3023 | 98.404 | 99.5406 | 100.7102 | 101.9107 | 103.1406 | 104.3982 | 105.682 | 104.4237
52cA | Demand Strategy 7 | 57.07 | Active leakage management | Distribution Options | N | Alternative Programme 6 (Central Alternative Pathway 3) | WXWWSX | Ml/d | 2 | 0 | 0 | 0 | 0 | 0 | 0 | 2.3713 | 6.7361 | 11.1308 | 15.5127 | 19.8925 | 25.4453 | 31.3881 | 37.1921 | 42.8564 | 48.3706 | 52.7606 | 56.8274 | 60.6851 | 63.7592 | 66.1225 | 68.4419 | 70.6855 | 72.8702 | 75.0478 | 77.2206 | 79.3964 | 81.578 | 83.7655 | 85.9589 | 88.1586 | 88.4857 | 87.898 | 87.4623 | 87.1675 | 87.0032 | 86.96 | 87.0291 | 87.2025 | 87.4728 | 87.8331 | 88.277 | 88.7989 | 89.3932 | 90.0551 | 90.78 | 91.5637 | 92.4023 | 93.2921 | 94.23 | 95.2128 | 96.2378 | 97.3023 | 98.404 | 99.5406 | 100.7102 | 101.9107 | 103.1406 | 104.3982 | 105.682 | 104.4237
52cA | Demand Strategy 7 | 57.07 | Active leakage management | Distribution Options | N | Alternative Programme 7 (Central Alternative Pathway 4) | WXWWSX | Ml/d | 2 | 0 | 0 | 0 | 0 | 0 | 0 | 2.3713 | 6.7361 | 11.1308 | 15.5127 | 19.8925 | 25.4453 | 31.3881 | 37.1921 | 42.8564 | 48.3706 | 52.7606 | 56.8274 | 60.6851 | 63.7592 | 66.1225 | 68.4419 | 70.6855 | 72.8702 | 75.0478 | 77.2206 | 79.3964 | 81.578 | 83.7655 | 85.9589 | 88.1586 | 88.4857 | 87.898 | 87.4623 | 87.1675 | 87.0032 | 86.96 | 87.0291 | 87.2025 | 87.4728 | 87.8331 | 88.277 | 88.7989 | 89.3932 | 90.0551 | 90.78 | 91.5637 | 92.4023 | 93.2921 | 94.23 | 95.2128 | 96.2378 | 97.3023 | 98.404 | 99.5406 | 100.7102 | 101.9107 | 103.1406 | 104.3982 | 105.682 | 104.4237
52cA | Drought Permit - Bride catchment | 41.06 | Drought permits/orders | Distribution Options | N | Ofwat Core Programme | WXWWSX | Ml/d | 2 | 0 | 0 | 0 | 0 | 0 | 0 | 1.1 | 1.1 | 1.1 | 1.1 | 1.1 | 1.1 | 1.1 | 1.1 | 1.1 | 1.1 | 1.1 | 1.1 | 1.1 | 1.1 | 1.1 | 1.1 | 1.1 | 1.1 | 1.1 | 1.1 | 1.1 | 1.1 | 1.1 | 1.1 | 1.1 | 1.1 | 0 | 0 | 0 | 0 | 0 | 0 | 0 | 0 | 0 | 0 | 0 | 0 | 0 | 0 | 0 | 0 | 0 | 0 | 0 | 0 | 0 | 0 | 0 | 0 | 0 | 0 | 0 | 0 | 0
52cA | Drought Permit - Bride catchment | 41.06 | Drought permits/orders | Distribution Options | N | Preferred (Most Likely) | WXWWSX | Ml/d | 2 | 0 | 0 | 0 | 0 | 0 | 0 | 1.1 | 1.1 | 1.1 | 1.1 | 1.1 | 1.1 | 1.1 | 1.1 | 1.1 | 1.1 | 1.1 | 1.1 | 1.1 | 1.1 | 1.1 | 1.1 | 1.1 | 1.1 | 1.1 | 1.1 | 1.1 | 1.1 | 1.1 | 1.1 | 1.1 | 1.1 | 0 | 0 | 0 | 0 | 0 | 0 | 0 | 0 | 0 | 0 | 0 | 0 | 0 | 0 | 0 | 0 | 0 | 0 | 0 | 0 | 0 | 0 | 0 | 0 | 0 | 0 | 0 | 0 | 0
52cA | Bristol Import and onwards transfer I | 70.01 | External potable bulk supply/transfer | Distribution Options | N | Alternative Programme 2 (Higher Alternative Need Pathway) | WXWWSX | Ml/d | 2 | 0 | 0 | 0 | 0 | 0 | 0 | 0 | 0 | 0 | 0 | 0 | 0 | 0 | 0 | 7 | 7 | 7 | 7 | 7 | 7 | 7 | 7 | 7 | 7 | 7 | 7 | 7 | 7 | 7 | 7 | 7 | 7 | 7 | 7 | 7 | 7 | 7 | 7 | 7 | 7 | 7 | 7 | 7 | 7 | 7 | 7 | 7 | 7 | 7 | 7 | 7 | 7 | 7 | 7 | 7 | 7 | 7 | 7 | 7 | 7 | 7
52cA | Drought Permit - Bride catchment | 41.06 | Drought permits/orders | Distribution Options | N | Alternative Programme 3 (Higher Alternative Need - No HA options available) | WXWWSX | Ml/d | 2 | 0 | 0 | 0 | 0 | 0 | 0 | 1.1 | 1.1 | 1.1 | 1.1 | 1.1 | 1.1 | 1.1 | 1.1 | 1.1 | 1.1 | 1.1 | 1.1 | 1.1 | 1.1 | 1.1 | 1.1 | 1.1 | 1.1 | 1.1 | 1.1 | 1.1 | 1.1 | 1.1 | 1.1 | 1.1 | 1.1 | 0 | 0 | 0 | 0 | 0 | 0 | 0 | 0 | 0 | 0 | 0 | 0 | 0 | 0 | 0 | 0 | 0 | 0 | 0 | 0 | 0 | 0 | 0 | 0 | 0 | 0 | 0 | 0 | 0
52cA | Drought Permit - Bride catchment | 41.06 | Drought permits/orders | Distribution Options | N | Alternative Programme 4 (Central Alternative Pathway 1) | WXWWSX | Ml/d | 2 | 0 | 0 | 0 | 0 | 0 | 0 | 1.1 | 1.1 | 1.1 | 1.1 | 1.1 | 1.1 | 1.1 | 1.1 | 1.1 | 1.1 | 1.1 | 1.1 | 1.1 | 1.1 | 1.1 | 1.1 | 1.1 | 1.1 | 1.1 | 1.1 | 1.1 | 1.1 | 1.1 | 1.1 | 1.1 | 1.1 | 0 | 0 | 0 | 0 | 0 | 0 | 0 | 0 | 0 | 0 | 0 | 0 | 0 | 0 | 0 | 0 | 0 | 0 | 0 | 0 | 0 | 0 | 0 | 0 | 0 | 0 | 0 | 0 | 0
52cA | Under-utilised licence - North Bath | 39.01 | Groundwater enhancement | Distribution Options | N | Preferred (Most Likely) | WXWWSX | Ml/d | 2 | 0 | 0 | 0 | 0 | 0 | 0 | 0 | 0 | 0 | 0 | 0 | 0 | 0 | 0 | 0 | 0 | 0 | 0 | 0 | 0 | 0 | 0 | 0 | 0 | 0 | 0 | 0 | 0 | 0 | 0 | 0 | 0 | 0 | 0 | 0 | 0 | 0 | 0 | 0 | 0 | 0 | 0 | 0 | 0 | 5 | 5 | 5 | 5 | 5 | 5 | 5 | 5 | 5 | 5 | 5 | 5 | 5 | 5 | 5 | 5 | 5
52cA | Drought Permit - Bride catchment | 41.06 | Drought permits/orders | Distribution Options | N | Alternative Programme 5 - (Central Alternative Pathway 2) | WXWWSX | Ml/d | 2 | 0 | 0 | 0 | 0 | 0 | 0 | 1.1 | 1.1 | 1.1 | 1.1 | 1.1 | 1.1 | 1.1 | 1.1 | 1.1 | 1.1 | 1.1 | 1.1 | 1.1 | 1.1 | 1.1 | 1.1 | 1.1 | 1.1 | 1.1 | 1.1 | 1.1 | 1.1 | 1.1 | 1.1 | 1.1 | 1.1 | 0 | 0 | 0 | 0 | 0 | 0 | 0 | 0 | 0 | 0 | 0 | 0 | 0 | 0 | 0 | 0 | 0 | 0 | 0 | 0 | 0 | 0 | 0 | 0 | 0 | 0 | 0 | 0 | 0
52cA | Under-utilised Licence - North Warminster | 39.02 | Groundwater enhancement | Distribution Options | N | Preferred (Most Likely) | WXWWSX | Ml/d | 2 | 0 | 0 | 0 | 0 | 0 | 0 | 0 | 0 | 0 | 0 | 0 | 0 | 0 | 0 | 0 | 0 | 2.5 | 2.5 | 2.5 | 2.5 | 2.5 | 2.5 | 2.5 | 2.5 | 2.5 | 2.5 | 2.5 | 2.5 | 2.5 | 2.5 | 2.5 | 2.5 | 2.5 | 2.5 | 2.5 | 2.5 | 2.5 | 2.5 | 2.5 | 2.5 | 2.5 | 2.5 | 2.5 | 2.5 | 2.5 | 2.5 | 2.5 | 2.5 | 2.5 | 2.5 | 2.5 | 2.5 | 2.5 | 2.5 | 2.5 | 2.5 | 2.5 | 2.5 | 2.5 | 2.5 | 2.5
52cA | Weymouth Source Improvements | 22.04 | Water treatment works capacity increase | Distribution Options | N | Preferred (Most Likely) | WXWWSX | Ml/d | 2 | 0 | 0 | 0 | 0 | 0 | 0 | 0 | 0 | 0 | 0 | 0 | 0 | 0 | 0 | 0 | 0 | 0 | 0 | 0 | 0 | 0 | 0 | 0 | 0 | 0 | 0 | 0 | 0 | 0 | 0 | 0 | 0 | 0 | 0 | 0 | 0 | 0 | 0 | 0 | 0 | 0 | 0 | 0 | 0 | 1.63 | 1.63 | 1.63 | 1.63 | 1.63 | 1.63 | 1.63 | 1.63 | 1.63 | 1.63 | 1.63 | 1.63 | 1.63 | 1.63 | 1.63 | 1.63 | 1.63
52cA | Bristol Import and onwards transfer I | 70.01 | External potable bulk supply/transfer | Distribution Options | N | Preferred (Most Likely) | WXWWSX | Ml/d | 2 | 0 | 0 | 0 | 0 | 0 | 0 | 0 | 0 | 0 | 0 | 0 | 0 | 0 | 0 | 7 | 7 | 7 | 7 | 7 | 7 | 7 | 7 | 7 | 7 | 7 | 7 | 7 | 7 | 7 | 7 | 7 | 7 | 7 | 7 | 7 | 7 | 7 | 7 | 7 | 7 | 7 | 7 | 7 | 7 | 7 | 7 | 7 | 7 | 7 | 7 | 7 | 7 | 7 | 7 | 7 | 7 | 7 | 7 | 7 | 7 | 7
52cA | Increased Reservoir Capacity and East Transfer | 70.06 | Water treatment works capacity increase | Distribution Options | N | Preferred (Most Likely) | WXWWSX | Ml/d | 2 | 0 | 0 | 0 | 0 | 0 | 0 | 0 | 0 | 0 | 0 | 0 | 0 | 0 | 0 | 0 | 0 | 4 | 4 | 4 | 4 | 4 | 4 | 4 | 4 | 4 | 4 | 4 | 4 | 4 | 4 | 4 | 4 | 4 | 4 | 4 | 4 | 4 | 4 | 4 | 4 | 4 | 4 | 4 | 4 | 4 | 4 | 4 | 4 | 4 | 4 | 4 | 4 | 4 | 4 | 4 | 4 | 4 | 4 | 4 | 4 | 4
52cA | Drought Permit - Bride catchment | 41.06 | Drought permits/orders | Distribution Options | N | Alternative Programme 6 (Central Alternative Pathway 3) | WXWWSX | Ml/d | 2 | 0 | 0 | 0 | 0 | 0 | 0 | 1.1 | 1.1 | 1.1 | 1.1 | 1.1 | 1.1 | 1.1 | 1.1 | 1.1 | 1.1 | 1.1 | 1.1 | 1.1 | 1.1 | 1.1 | 1.1 | 1.1 | 1.1 | 1.1 | 1.1 | 1.1 | 1.1 | 1.1 | 1.1 | 1.1 | 1.1 | 0 | 0 | 0 | 0 | 0 | 0 | 0 | 0 | 0 | 0 | 0 | 0 | 0 | 0 | 0 | 0 | 0 | 0 | 0 | 0 | 0 | 0 | 0 | 0 | 0 | 0 | 0 | 0 | 0
52cA | Drought Permit - Bride catchment | 41.06 | Drought permits/orders | Distribution Options | N | Alternative Programme 7 (Central Alternative Pathway 4) | WXWWSX | Ml/d | 2 | 0 | 0 | 0 | 0 | 0 | 0 | 1.1 | 1.1 | 1.1 | 1.1 | 1.1 | 1.1 | 1.1 | 1.1 | 1.1 | 1.1 | 1.1 | 1.1 | 1.1 | 1.1 | 1.1 | 1.1 | 1.1 | 1.1 | 1.1 | 1.1 | 1.1 | 1.1 | 1.1 | 1.1 | 1.1 | 1.1 | 0 | 0 | 0 | 0 | 0 | 0 | 0 | 0 | 0 | 0 | 0 | 0 | 0 | 0 | 0 | 0 | 0 | 0 | 0 | 0 | 0 | 0 | 0 | 0 | 0 | 0 | 0 | 0 | 0
52dA | Drought Permit - Bride catchment | 41.06 | Drought permits/orders | Customer Options | N | Least Cost Programme | WXWWSX | Ml/d | 2 | 0 | 0 | 0 | 0 | 0 | 0 | 1.1 | 1.1 | 1.1 | 1.1 | 1.1 | 1.1 | 1.1 | 1.1 | 1.1 | 1.1 | 1.1 | 1.1 | 1.1 | 1.1 | 1.1 | 1.1 | 1.1 | 1.1 | 1.1 | 1.1 | 1.1 | 1.1 | 1.1 | 1.1 | 1.1 | 1.1 | 0 | 0 | 0 | 0 | 0 | 0 | 0 | 0 | 0 | 0 | 0 | 0 | 0 | 0 | 0 | 0 | 0 | 0 | 0 | 0 | 0 | 0 | 0 | 0 | 0 | 0 | 0 | 0 | 0
52bA | Drought Permit - Stour catchment | 41.01 | Drought permits/orders | Production Options | N | Ofwat Core Programme | WXWWSX | Ml/d | 2 | 0 | 0 | 0 | 0 | 0 | 0 | 0 | 0 | 0 | 0 | 0 | 0 | 0 | 0 | 0 | 0 | 0 | 0 | 0 | 0 | 0 | 0 | 0 | 0 | 0 | 0 | 0 | 0 | 0 | 0 | 0 | 0 | 0 | 0 | 0 | 0 | 0 | 0 | 0 | 0 | 0 | 0 | 0 | 0 | 0 | 0 | 0 | 0 | 0 | 0 | 0 | 0 | 0 | 0 | 0 | 0 | 0 | 0 | 0 | 0 | 0
52bA | Drought Permit - Stour catchment | 41.01 | Drought permits/orders | Production Options | N | Preferred (Most Likely) | WXWWSX | Ml/d | 2 | 0 | 0 | 0 | 0 | 0 | 0 | 0 | 0 | 0 | 0 | 0 | 0 | 0 | 0 | 0 | 0 | 0 | 0 | 0 | 0 | 0 | 0 | 0 | 0 | 0 | 0 | 0 | 0 | 0 | 0 | 0 | 0 | 0 | 0 | 0 | 0 | 0 | 0 | 0 | 0 | 0 | 0 | 0 | 0 | 0 | 0 | 0 | 0 | 0 | 0 | 0 | 0 | 0 | 0 | 0 | 0 | 0 | 0 | 0 | 0 | 0
52cA | Bristol Import and onwards transfer III | 70.03 | External potable bulk supply/transfer | Distribution Options | N | Alternative Programme 2 (Higher Alternative Need Pathway) | WXWWSX | Ml/d | 2 | 0 | 0 | 0 | 0 | 0 | 0 | 0 | 0 | 0 | 0 | 0 | 0 | 0 | 0 | 0 | 0 | 15 | 15 | 15 | 15 | 15 | 15 | 15 | 15 | 15 | 15 | 15 | 15 | 15 | 15 | 15 | 15 | 15 | 15 | 15 | 15 | 15 | 15 | 15 | 15 | 15 | 15 | 15 | 15 | 15 | 15 | 15 | 15 | 15 | 15 | 15 | 15 | 15 | 15 | 15 | 15 | 15 | 15 | 15 | 15 | 15
52cA | Salisbury to Amesbury to Tidworth Transfer | 21.13 | Internal potable transfer | Distribution Options | N | Alternative Programme 2 (Higher Alternative Need Pathway) | WXWWSX | Ml/d | 2 | 0 | 0 | 0 | 0 | 0 | 0 | 0 | 0 | 0 | 0 | 0 | 0 | 0 | 0 | 0 | 0 | 0 | 0 | 0 | 0 | 0 | 0 | 0 | 0 | 0 | 0 | 0 | 0 | 0 | 0 | 0 | 0 | 0 | 0 | 0 | 0 | 0 | 0 | 0 | 0 | 0 | 0 | 0 | 0 | 0 | 0 | 0 | 0 | 0 | 0 | 0 | 0 | 0 | 0 | 0 | 0 | 0 | 0 | 0 | 0 | 15
52cA | Pump Storage - Quantock Reservoir | 30.02 | New/Enhanced pumping station | Distribution Options | N | Alternative Programme 2 (Higher Alternative Need Pathway) | WXWWSX | Ml/d | 2 | 0 | 0 | 0 | 0 | 0 | 0 | 0 | 0 | 0 | 0 | 0 | 0 | 0 | 0 | 0 | 0 | 0 | 0 | 0 | 0 | 0 | 0 | 0 | 0 | 0 | 0 | 0 | 0 | 0 | 0 | 0 | 0 | 0 | 0 | 0 | 0 | 0 | 0 | 0 | 0 | 0 | 0 | 0 | 0 | 0 | 0 | 0 | 0 | 0 | 0 | 0 | 0 | 0 | 0 | 0 | 0 | 0 | 0 | 0 | 0 | 0
52cA | West Somerset Reservoirs transfer upgrade | 18.1 | Internal potable transfer | Distribution Options | N | Alternative Programme 2 (Higher Alternative Need Pathway) | WXWWSX | Ml/d | 2 | 0 | 0 | 0 | 0 | 0 | 0 | 0 | 0 | 0 | 0 | 0 | 0 | 0 | 0 | 0 | 0 | 0 | 0 | 0 | 0 | 0 | 0 | 0 | 0 | 0 | 0 | 0 | 0 | 0 | 0 | 0 | 0 | 0 | 0 | 0 | 0 | 0 | 0 | 0 | 0 | 0 | 0 | 0 | 6 | 6 | 6 | 6 | 6 | 6 | 6 | 6 | 6 | 6 | 6 | 6 | 6 | 6 | 6 | 6 | 6 | 6
52cA | Demand Strategy 7 | 57.07 | Active leakage management | Distribution Options | N | Alternative Programme 2 (Higher Alternative Need Pathway) | WXWWSX | Ml/d | 2 | 0 | 0 | 0 | 0 | 0 | 0 | 3.05 | 8.74 | 15.12 | 21.7 | 28.47 | 33.54 | 37.98 | 42.16 | 46.11 | 49.84 | 53.63 | 57.51 | 61.28 | 64.31 | 66.6 | 68.81 | 70.98 | 73.14 | 75.3 | 77.47 | 79.64 | 81.82 | 84.01 | 86.2 | 88.39 | 88.72 | 88.13 | 87.69 | 87.39 | 87.23 | 87.19 | 87.26 | 87.44 | 87.71 | 88.07 | 88.52 | 89.05 | 89.64 | 90.31 | 91.03 | 91.82 | 92.66 | 93.55 | 94.49 | 95.47 | 96.5 | 97.56 | 98.67 | 99.8 | 100.97 | 102.18 | 103.41 | 104.66 | 105.95 | 104.7
52cA | Drought Permit - Bride catchment | 41.06 | Drought permits/orders | Distribution Options | N | Alternative Programme 2 (Higher Alternative Need Pathway) | WXWWSX | Ml/d | 2 | 0 | 0 | 0 | 0 | 0 | 0 | 1.1 | 1.1 | 1.1 | 1.1 | 1.1 | 1.1 | 1.1 | 1.1 | 1.1 | 1.1 | 1.1 | 1.1 | 1.1 | 1.1 | 1.1 | 1.1 | 1.1 | 1.1 | 1.1 | 1.1 | 1.1 | 1.1 | 1.1 | 1.1 | 1.1 | 1.1 | 0 | 0 | 0 | 0 | 0 | 0 | 0 | 0 | 0 | 0 | 0 | 0 | 0 | 0 | 0 | 0 | 0 | 0 | 0 | 0 | 0 | 0 | 0 | 0 | 0 | 0 | 0 | 0 | 0
52cA | Drought Permit - Stour catchment | 41.01 | Drought permits/orders | Distribution Options | N | Alternative Programme 2 (Higher Alternative Need Pathway) | WXWWSX | Ml/d | 2 | 0 | 0 | 0 | 0 | 0 | 0 | 0 | 0 | 0 | 0 | 0 | 0 | 0 | 0 | 0 | 0 | 0 | 0 | 0 | 0 | 0 | 0 | 0 | 0 | 0 | 0 | 0 | 0 | 0 | 0 | 0 | 0 | 0 | 0 | 0 | 0 | 0 | 0 | 0 | 0 | 0 | 0 | 0 | 0 | 0 | 0 | 0 | 0 | 0 | 0 | 0 | 0 | 0 | 0 | 0 | 0 | 0 | 0 | 0 | 0 | 0
52cA | Groundwater: Aquifer Storage Recharge - Wareham Basin | 33.01 | Aquifer recharge/Aquifer storage recovery | Distribution Options | N | Alternative Programme 2 (Higher Alternative Need Pathway) | WXWWSX | Ml/d | 2 | 0 | 0 | 0 | 0 | 0 | 0 | 0 | 0 | 0 | 0 | 0 | 0 | 0 | 0 | 0 | 0 | 0 | 0 | 0 | 0 | 0 | 0 | 0 | 0 | 0 | 0 | 0 | 0 | 0 | 0 | 0 | 0 | 0 | 0 | 0 | 0 | 18 | 18 | 18 | 18 | 18 | 18 | 18 | 18 | 18 | 18 | 18 | 18 | 18 | 18 | 18 | 18 | 18 | 18 | 18 | 18 | 18 | 18 | 18 | 18 | 18
52cA | Increased Reservoir Capacity and East Transfer | 70.06 | Water treatment works capacity increase | Distribution Options | N | Alternative Programme 2 (Higher Alternative Need Pathway) | WXWWSX | Ml/d | 2 | 0 | 0 | 0 | 0 | 0 | 0 | 0 | 0 | 0 | 0 | 0 | 0 | 0 | 0 | 0 | 0 | 4 | 4 | 4 | 4 | 4 | 4 | 4 | 4 | 4 | 4 | 4 | 4 | 4 | 4 | 4 | 4 | 4 | 4 | 4 | 4 | 4 | 4 | 4 | 4 | 4 | 4 | 4 | 4 | 4 | 4 | 4 | 4 | 4 | 4 | 4 | 4 | 4 | 4 | 4 | 4 | 4 | 4 | 4 | 4 | 4
52cA | Stream Support at Mere | 59.01 | Groundwater enhancement | Distribution Options | N | Alternative Programme 2 (Higher Alternative Need Pathway) | WXWWSX | Ml/d | 2 | 0 | 0 | 0 | 0 | 0 | 0 | 0 | 0 | 0 | 0 | 0 | 5 | 5 | 5 | 5 | 5 | 5 | 5 | 5 | 5 | 5 | 5 | 5 | 5 | 5 | 5 | 5 | 5 | 5 | 5 | 5 | 5 | 5 | 5 | 5 | 5 | 5 | 5 | 5 | 5 | 5 | 5 | 5 | 5 | 5 | 5 | 5 | 5 | 5 | 5 | 5 | 5 | 5 | 5 | 5 | 5 | 5 | 5 | 5 | 5 | 5
52cA | New Reservoir - Bristol Avon | 32.36 | New reservoir | Distribution Options | N | Alternative Programme 2 (Higher Alternative Need Pathway) | WXWWSX | Ml/d | 2 | 0 | 0 | 0 | 0 | 0 | 0 | 0 | 0 | 0 | 0 | 0 | 0 | 0 | 0 | 0 | 0 | 0 | 0 | 0 | 0 | 0 | 0 | 0 | 0 | 0 | 0 | 0 | 0 | 0 | 0 | 0 | 0 | 0 | 0 | 0 | 0 | 0 | 0 | 0 | 17.6 | 17.6 | 17.6 | 17.6 | 17.6 | 17.6 | 17.6 | 17.6 | 17.6 | 17.6 | 17.6 | 17.6 | 17.6 | 17.6 | 17.6 | 17.6 | 17.6 | 17.6 | 17.6 | 17.6 | 17.6 | 17.6
52aA | Pewsey resilience | 21.12 | Internal potable transfer | Resource Options | N | Alternative Programme 2 (Higher Alternative Need Pathway) | WXWWSX | Ml/d | 2 | 0 | 0 | 0 | 0 | 0 | 0 | 0 | 0 | 0 | 0 | 0 | 0 | 0 | 0 | 0 | 0 | 0 | 0 | 0 | 0 | 0 | 0 | 0 | 0 | 0 | 0 | 0 | 0 | 0 | 0 | 0 | 0 | 0 | 0 | 0 | 0 | 0 | 0 | 0 | 3 | 3 | 3 | 3 | 3 | 3 | 3 | 3 | 3 | 3 | 3 | 3 | 3 | 3 | 3 | 3 | 3 | 3 | 3 | 3 | 3 | 3
52aA | Poole Water Recycling and Transfer - Stour use 50% | 52.02 | Water reuse | Resource Options | N | Alternative Programme 2 (Higher Alternative Need Pathway) | WXWWSX | Ml/d | 2 | 0 | 0 | 0 | 0 | 0 | 0 | 0 | 0 | 0 | 0 | 0 | 0 | 0 | 0 | 0 | 0 | 12.5 | 12.5 | 12.5 | 12.5 | 12.5 | 12.5 | 12.5 | 12.5 | 12.5 | 12.5 | 12.5 | 12.5 | 12.5 | 12.5 | 12.5 | 12.5 | 12.5 | 12.5 | 12.5 | 12.5 | 12.5 | 12.5 | 12.5 | 12.5 | 12.5 | 12.5 | 12.5 | 12.5 | 12.5 | 12.5 | 12.5 | 12.5 | 12.5 | 12.5 | 12.5 | 12.5 | 12.5 | 12.5 | 12.5 | 12.5 | 12.5 | 12.5 | 12.5 | 12.5 | 12.5
52aA | Reduced levels of service, moving to 1:500 to 1:200 | 9.19 | Tariff | Resource Options | N | Alternative Programme 2 (Higher Alternative Need Pathway) | WXWWSX | Ml/d | 2 | 0 | 0 | 0 | 0 | 0 | 0 | 6.51 | 6.51 | 6.51 | 6.51 | 6.51 | 6.51 | 6.51 | 6.51 | 6.51 | 6.51 | 6.51 | 6.51 | 6.51 | 6.51 | 6.51 | 0 | 0 | 0 | 0 | 0 | 0 | 0 | 0 | 0 | 0 | 0 | 0 | 0 | 0 | 0 | 0 | 0 | 0 | 0 | 0 | 0 | 0 | 0 | 0 | 0 | 0 | 0 | 0 | 0 | 0 | 0 | 0 | 0 | 0 | 0 | 0 | 0 | 0 | 0 | 0
52aA | East Weymouth Source - treatment improvements | 38.12 | Groundwater enhancement | Resource Options | N | Alternative Programme 2 (Higher Alternative Need Pathway) | WXWWSX | Ml/d | 2 | 0 | 0 | 0 | 0 | 0 | 0 | 0 | 0 | 0 | 0 | 0 | 0 | 0 | 0 | 0 | 0 | 0 | 0 | 0 | 0 | 0 | 0 | 0 | 0 | 0 | 0 | 0 | 0 | 0 | 0 | 0 | 0 | 0 | 0 | 0 | 0 | 6 | 6 | 6 | 6 | 6 | 6 | 6 | 6 | 6 | 6 | 6 | 6 | 6 | 6 | 6 | 6 | 6 | 6 | 6 | 6 | 6 | 6 | 6 | 6 | 6
52aA | Temporary use bans | 9.16 | Tariff | Resource Options | N | Alternative Programme 2 (Higher Alternative Need Pathway) | WXWWSX | Ml/d | 2 | 0 | 0 | 0 | 0 | 0 | 0 | 19.95 | 19.95 | 19.95 | 19.95 | 19.95 | 19.95 | 19.95 | 19.95 | 19.95 | 19.95 | 19.95 | 19.95 | 19.95 | 19.95 | 19.95 | 19.95 | 19.95 | 19.95 | 19.95 | 19.95 | 19.95 | 19.95 | 19.95 | 19.95 | 19.95 | 19.95 | 19.95 | 19.95 | 19.95 | 19.95 | 19.95 | 19.95 | 19.95 | 19.95 | 19.95 | 19.95 | 19.95 | 19.95 | 19.95 | 19.95 | 19.95 | 19.95 | 19.95 | 19.95 | 19.95 | 19.95 | 19.95 | 19.95 | 19.95 | 19.95 | 19.95 | 19.95 | 19.95 | 19.95 | 19.95
52aA | Under-utilised licence - North Bath | 39.01 | Groundwater enhancement | Resource Options | N | Alternative Programme 2 (Higher Alternative Need Pathway) | WXWWSX | Ml/d | 2 | 0 | 0 | 0 | 0 | 0 | 0 | 0 | 0 | 0 | 0 | 0 | 0 | 0 | 0 | 0 | 0 | 0 | 0 | 0 | 0 | 0 | 0 | 0 | 0 | 0 | 0 | 0 | 0 | 0 | 0 | 0 | 0 | 0 | 0 | 0 | 0 | 5 | 5 | 5 | 5 | 5 | 5 | 5 | 5 | 5 | 5 | 5 | 5 | 5 | 5 | 5 | 5 | 5 | 5 | 5 | 5 | 5 | 5 | 5 | 5 | 5
52aA | Drought Permit - Stour catchment | 41.01 | Drought permits/orders | Resource Options | N | Alternative Programme 3 (Higher Alternative Need - No HA options available) | WXWWSX | Ml/d | 2 | 0 | 0 | 0 | 0 | 0 | 0 | 0 | 0 | 0 | 0 | 0 | 0 | 0 | 0 | 0 | 0 | 0 | 0 | 0 | 0 | 0 | 0 | 0 | 0 | 0 | 0 | 0 | 0 | 0 | 0 | 0 | 0 | 0 | 0 | 0 | 0 | 0 | 0 | 0 | 0 | 0 | 0 | 0 | 0 | 0 | 0 | 0 | 0 | 0 | 0 | 0 | 0 | 0 | 0 | 0 | 0 | 0 | 0 | 0 | 0 | 0
52aA | Drought Permit - Stour catchment | 41.01 | Drought permits/orders | Resource Options | N | Alternative Programme 4 (Central Alternative Pathway 1) | WXWWSX | Ml/d | 2 | 0 | 0 | 0 | 0 | 0 | 0 | 0 | 0 | 0 | 0 | 0 | 0 | 0 | 0 | 0 | 0 | 0 | 0 | 0 | 0 | 0 | 0 | 0 | 0 | 0 | 0 | 0 | 0 | 0 | 0 | 0 | 0 | 0 | 0 | 0 | 0 | 0 | 0 | 0 | 0 | 0 | 0 | 0 | 0 | 0 | 0 | 0 | 0 | 0 | 0 | 0 | 0 | 0 | 0 | 0 | 0 | 0 | 0 | 0 | 0 | 0
52aA | Drought Permit - Stour catchment | 41.01 | Drought permits/orders | Resource Options | N | Alternative Programme 5 - (Central Alternative Pathway 2) | WXWWSX | Ml/d | 2 | 0 | 0 | 0 | 0 | 0 | 0 | 0 | 0 | 0 | 0 | 0 | 0 | 0 | 0 | 0 | 0 | 0 | 0 | 0 | 0 | 0 | 0 | 0 | 0 | 0 | 0 | 0 | 0 | 0 | 0 | 0 | 0 | 0 | 0 | 0 | 0 | 0 | 0 | 0 | 0 | 0 | 0 | 0 | 0 | 0 | 0 | 0 | 0 | 0 | 0 | 0 | 0 | 0 | 0 | 0 | 0 | 0 | 0 | 0 | 0 | 0
52aA | Drought Permit - Stour catchment | 41.01 | Drought permits/orders | Resource Options | N | Alternative Programme 6 (Central Alternative Pathway 3) | WXWWSX | Ml/d | 2 | 0 | 0 | 0 | 0 | 0 | 0 | 0 | 0 | 0 | 0 | 0 | 0 | 0 | 0 | 0 | 0 | 0 | 0 | 0 | 0 | 0 | 0 | 0 | 0 | 0 | 0 | 0 | 0 | 0 | 0 | 0 | 0 | 0 | 0 | 0 | 0 | 0 | 0 | 0 | 0 | 0 | 0 | 0 | 0 | 0 | 0 | 0 | 0 | 0 | 0 | 0 | 0 | 0 | 0 | 0 | 0 | 0 | 0 | 0 | 0 | 0
52aA | Drought Permit - Stour catchment | 41.01 | Drought permits/orders | Resource Options | N | Alternative Programme 7 (Central Alternative Pathway 4) | WXWWSX | Ml/d | 2 | 0 | 0 | 0 | 0 | 0 | 0 | 0 | 0 | 0 | 0 | 0 | 0 | 0 | 0 | 0 | 0 | 0 | 0 | 0 | 0 | 0 | 0 | 0 | 0 | 0 | 0 | 0 | 0 | 0 | 0 | 0 | 0 | 0 | 0 | 0 | 0 | 0 | 0 | 0 | 0 | 0 | 0 | 0 | 0 | 0 | 0 | 0 | 0 | 0 | 0 | 0 | 0 | 0 | 0 | 0 | 0 | 0 | 0 | 0 | 0 | 0
52aA | Under-utilised licence - North Bath | 39.01 | Groundwater enhancement | Resource Options | N | Alternative Programme 3 (Higher Alternative Need - No HA options available) | WXWWSX | Ml/d | 2 | 0 | 0 | 0 | 0 | 0 | 0 | 0 | 0 | 0 | 0 | 0 | 0 | 0 | 0 | 0 | 0 | 5 | 5 | 5 | 5 | 5 | 5 | 5 | 5 | 5 | 5 | 5 | 5 | 5 | 5 | 5 | 5 | 5 | 5 | 5 | 5 | 5 | 5 | 5 | 5 | 5 | 5 | 5 | 5 | 5 | 5 | 5 | 5 | 5 | 5 | 5 | 5 | 5 | 5 | 5 | 5 | 5 | 5 | 5 | 5 | 5
52aA | Drought Permit - Stour catchment | 41.01 | Drought permits/orders | Resource Options | N | Least Cost Programme | WXWWSX | Ml/d | 2 | 0 | 0 | 0 | 0 | 0 | 0 | 0 | 0 | 0 | 0 | 0 | 0 | 0 | 0 | 0 | 0 | 0 | 0 | 0 | 0 | 0 | 0 | 0 | 0 | 0 | 0 | 0 | 0 | 0 | 0 | 0 | 0 | 0 | 0 | 0 | 0 | 0 | 0 | 0 | 0 | 0 | 0 | 0 | 0 | 0 | 0 | 0 | 0 | 0 | 0 | 0 | 0 | 0 | 0 | 0 | 0 | 0 | 0 | 0 | 0 | 0
52aA | Under-utilised Licence - North Warminster | 39.02 | Groundwater enhancement | Resource Options | N | Alternative Programme 3 (Higher Alternative Need - No HA options available) | WXWWSX | Ml/d | 2 | 0 | 0 | 0 | 0 | 0 | 0 | 0 | 0 | 0 | 0 | 0 | 0 | 0 | 0 | 0 | 0 | 2.5 | 2.5 | 2.5 | 2.5 | 2.5 | 2.5 | 2.5 | 2.5 | 2.5 | 2.5 | 2.5 | 2.5 | 2.5 | 2.5 | 2.5 | 2.5 | 2.5 | 2.5 | 2.5 | 2.5 | 2.5 | 2.5 | 2.5 | 2.5 | 2.5 | 2.5 | 2.5 | 2.5 | 2.5 | 2.5 | 2.5 | 2.5 | 2.5 | 2.5 | 2.5 | 2.5 | 2.5 | 2.5 | 2.5 | 2.5 | 2.5 | 2.5 | 2.5 | 2.5 | 2.5
52aA | Poole Water Recycling and Transfer - Stour use 50% | 52.02 | Water reuse | Resource Options | N | Alternative Programme 3 (Higher Alternative Need - No HA options available) | WXWWSX | Ml/d | 2 | 0 | 0 | 0 | 0 | 0 | 0 | 0 | 0 | 0 | 0 | 0 | 0 | 0 | 0 | 0 | 0 | 12.5 | 12.5 | 12.5 | 12.5 | 12.5 | 12.5 | 12.5 | 12.5 | 12.5 | 12.5 | 12.5 | 12.5 | 12.5 | 12.5 | 12.5 | 12.5 | 12.5 | 12.5 | 12.5 | 12.5 | 12.5 | 12.5 | 12.5 | 12.5 | 12.5 | 12.5 | 12.5 | 12.5 | 12.5 | 12.5 | 12.5 | 12.5 | 12.5 | 12.5 | 12.5 | 12.5 | 12.5 | 12.5 | 12.5 | 12.5 | 12.5 | 12.5 | 12.5 | 12.5 | 12.5
52aA | East Weymouth Source - treatment improvements | 38.12 | Groundwater enhancement | Resource Options | N | Alternative Programme 3 (Higher Alternative Need - No HA options available) | WXWWSX | Ml/d | 2 | 0 | 0 | 0 | 0 | 0 | 0 | 0 | 0 | 0 | 0 | 0 | 0 | 0 | 0 | 0 | 0 | 0 | 0 | 0 | 0 | 0 | 0 | 0 | 0 | 0 | 0 | 0 | 0 | 0 | 0 | 0 | 0 | 0 | 0 | 0 | 0 | 6 | 6 | 6 | 6 | 6 | 6 | 6 | 6 | 6 | 6 | 6 | 6 | 6 | 6 | 6 | 6 | 6 | 6 | 6 | 6 | 6 | 6 | 6 | 6 | 6
52aA | New Reservoir - Bristol Avon | 32.36 | New reservoir | Resource Options | N | Alternative Programme 3 (Higher Alternative Need - No HA options available) | WXWWSX | Ml/d | 2 | 0 | 0 | 0 | 0 | 0 | 0 | 0 | 0 | 0 | 0 | 0 | 0 | 0 | 0 | 0 | 0 | 0 | 0 | 0 | 0 | 0 | 0 | 0 | 0 | 0 | 0 | 0 | 0 | 0 | 0 | 0 | 0 | 0 | 0 | 0 | 0 | 0 | 17.6 | 17.6 | 17.6 | 17.6 | 17.6 | 17.6 | 17.6 | 17.6 | 17.6 | 17.6 | 17.6 | 17.6 | 17.6 | 17.6 | 17.6 | 17.6 | 17.6 | 17.6 | 17.6 | 17.6 | 17.6 | 17.6 | 17.6 | 17.6
52aA | Groundwater: Aquifer Storage Recharge - Wareham Basin | 33.01 | Aquifer recharge/Aquifer storage recovery | Resource Options | N | Alternative Programme 3 (Higher Alternative Need - No HA options available) | WXWWSX | Ml/d | 2 | 0 | 0 | 0 | 0 | 0 | 0 | 0 | 0 | 0 | 0 | 0 | 0 | 0 | 0 | 0 | 0 | 0 | 0 | 0 | 0 | 0 | 18 | 18 | 18 | 18 | 18 | 18 | 18 | 18 | 18 | 18 | 18 | 18 | 18 | 18 | 18 | 18 | 18 | 18 | 18 | 18 | 18 | 18 | 18 | 18 | 18 | 18 | 18 | 18 | 18 | 18 | 18 | 18 | 18 | 18 | 18 | 18 | 18 | 18 | 18 | 18
52bA | West Somerset Reservoirs transfer upgrade | 18.1 | Internal potable transfer | Production Options | N | Alternative Programme 3 (Higher Alternative Need - No HA options available) | WXWWSX | Ml/d | 2 | 0 | 0 | 0 | 0 | 0 | 0 | 0 | 0 | 0 | 0 | 0 | 0 | 0 | 0 | 0 | 0 | 0 | 0 | 0 | 0 | 0 | 0 | 0 | 0 | 0 | 0 | 0 | 0 | 0 | 0 | 0 | 0 | 0 | 0 | 0 | 0 | 0 | 0 | 0 | 0 | 0 | 0 | 0 | 0 | 6 | 6 | 6 | 6 | 6 | 6 | 6 | 6 | 6 | 6 | 6 | 6 | 6 | 6 | 6 | 6 | 6
52bA | North Bath Resilience | 18.28 | Internal potable transfer | Production Options | N | Alternative Programme 3 (Higher Alternative Need - No HA options available) | WXWWSX | Ml/d | 2 | 0 | 0 | 0 | 0 | 0 | 0 | 0 | 0 | 0 | 0 | 0 | 0 | 0 | 0 | 0 | 0 | 3 | 3 | 3 | 3 | 3 | 3 | 3 | 3 | 3 | 3 | 3 | 3 | 3 | 3 | 3 | 3 | 3 | 3 | 3 | 3 | 3 | 3 | 3 | 3 | 3 | 3 | 3 | 3 | 3 | 3 | 3 | 3 | 3 | 3 | 3 | 3 | 3 | 3 | 3 | 3 | 3 | 3 | 3 | 3 | 3
52bA | Pump Storage - Quantock Reservoir | 30.02 | New/Enhanced pumping station | Production Options | N | Alternative Programme 3 (Higher Alternative Need - No HA options available) | WXWWSX | Ml/d | 2 | 0 | 0 | 0 | 0 | 0 | 0 | 0 | 0 | 0 | 0 | 0 | 0 | 0 | 0 | 0 | 0 | 0 | 0 | 0 | 0 | 0 | 0 | 0 | 0 | 0 | 0 | 0 | 0 | 0 | 0 | 0 | 0 | 0 | 0 | 0 | 0 | 0 | 0 | 0 | 0 | 0 | 0 | 0 | 0 | 0 | 0 | 0 | 0 | 0 | 0 | 0 | 0 | 0 | 0 | 0 | 0 | 0 | 0 | 0 | 0 | 0
52bA | Salisbury to Amesbury to Tidworth Transfer | 21.13 | Internal potable transfer | Production Options | N | Alternative Programme 3 (Higher Alternative Need - No HA options available) | WXWWSX | Ml/d | 2 | 0 | 0 | 0 | 0 | 0 | 0 | 0 | 0 | 0 | 0 | 0 | 0 | 0 | 0 | 0 | 0 | 0 | 0 | 0 | 0 | 0 | 0 | 0 | 0 | 0 | 0 | 0 | 0 | 0 | 0 | 0 | 0 | 0 | 0 | 0 | 0 | 0 | 0 | 0 | 0 | 0 | 0 | 0 | 0 | 0 | 0 | 0 | 15 | 15 | 15 | 15 | 15 | 15 | 15 | 15 | 15 | 15 | 15 | 15 | 15 | 15
52bA | North Grid to South Grid reinforcements - 5.5Ml/d | 55.05 | Internal potable transfer | Production Options | N | Alternative Programme 3 (Higher Alternative Need - No HA options available) | WXWWSX | Ml/d | 2 | 0 | 0 | 0 | 0 | 0 | 0 | 0 | 0 | 0 | 0 | 0 | 0 | 0 | 0 | 0 | 0 | 0 | 0 | 0 | 0 | 0 | 0 | 0 | 0 | 0 | 0 | 0 | 0 | 0 | 0 | 0 | 0 | 0 | 0 | 0 | 0 | 0 | 0 | 0 | 0 | 0 | 0 | 0 | 0 | 0 | 0 | 5.5 | 5.5 | 5.5 | 5.5 | 5.5 | 5.5 | 5.5 | 5.5 | 5.5 | 5.5 | 5.5 | 5.5 | 5.5 | 5.5 | 5.5
52dA | Mendips to Grid - 50% capacity | 54.06 | New reservoir | Customer Options | N | Alternative Programme 3 (Higher Alternative Need - No HA options available) | WXWWSX | Ml/d | 2 | 0 | 0 | 0 | 0 | 0 | 0 | 0 | 0 | 0 | 0 | 0 | 0 | 0 | 0 | 0 | 0 | 0 | 0 | 0 | 0 | 0 | 0 | 0 | 0 | 0 | 0 | 0 | 0 | 0 | 0 | 0 | 0 | 0 | 0 | 0 | 0 | 0 | 0 | 0 | 0 | 0 | 0 | 0 | 0 | 0 | 0 | 0 | 17.5 | 17.5 | 17.5 | 17.5 | 17.5 | 17.5 | 17.5 | 17.5 | 17.5 | 17.5 | 17.5 | 17.5 | 17.5 | 17.5
52aA | Grid reinforcements - Wylye valley | 25.03 | New reservoir | Resource Options | N | Alternative Programme 3 (Higher Alternative Need - No HA options available) | WXWWSX | Ml/d | 2 | 0 | 0 | 0 | 0 | 0 | 0 | 0 | 0 | 0 | 0 | 0 | 0 | 0 | 0 | 0 | 0 | 0 | 0 | 0 | 0 | 0 | 0 | 0 | 0 | 0 | 0 | 0 | 0 | 0 | 0 | 0 | 0 | 0 | 0 | 0 | 0 | 0 | 0 | 0 | 0 | 0 | 0 | 0 | 0 | 0 | 0 | 0 | 4 | 4 | 4 | 4 | 4 | 4 | 4 | 4 | 4 | 4 | 4 | 4 | 4 | 4
52aA | Under-utilised licence - East Dorchester Source | 38.11 | Groundwater enhancement | Resource Options | N | Alternative Programme 3 (Higher Alternative Need - No HA options available) | WXWWSX | Ml/d | 2 | 0 | 0 | 0 | 0 | 0 | 0 | 0 | 0 | 0 | 0 | 0 | 0 | 0 | 0 | 0 | 0 | 0 | 0 | 0 | 0 | 0 | 6 | 6 | 6 | 6 | 6 | 6 | 6 | 6 | 6 | 6 | 6 | 6 | 6 | 6 | 6 | 6 | 6 | 6 | 6 | 6 | 6 | 6 | 6 | 6 | 6 | 6 | 6 | 6 | 6 | 6 | 6 | 6 | 6 | 6 | 6 | 6 | 6 | 6 | 6 | 6
52aA | Bristol Import and onwards transfer II | 70.02 | External potable bulk supply/transfer | Resource Options | N | Alternative Programme 3 (Higher Alternative Need - No HA options available) | WXWWSX | Ml/d | 2 | 0 | 0 | 0 | 0 | 0 | 0 | 0 | 0 | 0 | 0 | 0 | 0 | 0 | 0 | 7 | 7 | 7 | 7 | 7 | 7 | 7 | 7 | 7 | 7 | 7 | 7 | 7 | 7 | 7 | 7 | 7 | 7 | 7 | 7 | 7 | 7 | 7 | 7 | 7 | 7 | 7 | 7 | 7 | 7 | 7 | 7 | 7 | 7 | 7 | 7 | 7 | 7 | 7 | 7 | 7 | 7 | 7 | 7 | 7 | 7 | 7
52dA | Bristol Import and onwards transfer IV | 70.04 | External potable bulk supply/transfer | Customer Options | N | Alternative Programme 3 (Higher Alternative Need - No HA options available) | WXWWSX | Ml/d | 2 | 0 | 0 | 0 | 0 | 0 | 0 | 0 | 0 | 0 | 0 | 0 | 0 | 0 | 0 | 0 | 0 | 15 | 15 | 15 | 15 | 15 | 15 | 15 | 15 | 15 | 15 | 15 | 15 | 15 | 15 | 15 | 15 | 15 | 15 | 15 | 15 | 15 | 15 | 15 | 15 | 15 | 15 | 15 | 15 | 15 | 15 | 15 | 15 | 15 | 15 | 15 | 15 | 15 | 15 | 15 | 15 | 15 | 15 | 15 | 15 | 15
52bA | Increased Reservoir Capacity and East Transfer | 70.06 | Water treatment works capacity increase | Production Options | N | Alternative Programme 3 (Higher Alternative Need - No HA options available) | WXWWSX | Ml/d | 2 | 0 | 0 | 0 | 0 | 0 | 0 | 0 | 0 | 0 | 0 | 0 | 0 | 0 | 0 | 0 | 0 | 4 | 4 | 4 | 4 | 4 | 4 | 4 | 4 | 4 | 4 | 4 | 4 | 4 | 4 | 4 | 4 | 4 | 4 | 4 | 4 | 4 | 4 | 4 | 4 | 4 | 4 | 4 | 4 | 4 | 4 | 4 | 4 | 4 | 4 | 4 | 4 | 4 | 4 | 4 | 4 | 4 | 4 | 4 | 4 | 4
52bA | Demand Strategy 7 | 57.07 | Active leakage management | Production Options | N | Alternative Programme 4 (Central Alternative Pathway 1) | WXWWSX | Ml/d | 2 | 0 | 0 | 0 | 0 | 0 | 0 | 1.89 | 4.66 | 7.46 | 10.28 | 13.12 | 15.16 | 17.15 | 19.19 | 21.28 | 23.23 | 25.59 | 28.37 | 31.12 | 33.84 | 36.54 | 39.22 | 41.88 | 44.51 | 47.14 | 49.75 | 52.34 | 54.91 | 57.44 | 59.8 | 62 | 63.1 | 63.62 | 64.2 | 64.84 | 65.55 | 66.34 | 67.21 | 68.11 | 69.06 | 70.05 | 71.08 | 72.14 | 73.23 | 74.35 | 75.51 | 76.69 | 77.89 | 79.12 | 80.37 | 81.64 | 82.94 | 84.25 | 85.58 | 86.93 | 88.3 | 89.69 | 91.09 | 92.5 | 93.94 | 93.3
52bA | Stream Support at Mere | 59.01 | Groundwater enhancement | Production Options | N | Ofwat Core Programme | WXWWSX | Ml/d | 2 | 0 | 0 | 0 | 0 | 0 | 0 | 0 | 0 | 0 | 0 | 0 | 5 | 5 | 5 | 5 | 5 | 5 | 5 | 5 | 5 | 5 | 5 | 5 | 5 | 5 | 5 | 5 | 5 | 5 | 5 | 5 | 5 | 5 | 5 | 5 | 5 | 5 | 5 | 5 | 5 | 5 | 5 | 5 | 5 | 5 | 5 | 5 | 5 | 5 | 5 | 5 | 5 | 5 | 5 | 5 | 5 | 5 | 5 | 5 | 5 | 5
52bA | Stream Support at Mere | 59.01 | Groundwater enhancement | Production Options | N | Preferred (Most Likely) | WXWWSX | Ml/d | 2 | 0 | 0 | 0 | 0 | 0 | 0 | 0 | 0 | 0 | 0 | 0 | 5 | 5 | 5 | 5 | 5 | 5 | 5 | 5 | 5 | 5 | 5 | 5 | 5 | 5 | 5 | 5 | 5 | 5 | 5 | 5 | 5 | 5 | 5 | 5 | 5 | 5 | 5 | 5 | 5 | 5 | 5 | 5 | 5 | 5 | 5 | 5 | 5 | 5 | 5 | 5 | 5 | 5 | 5 | 5 | 5 | 5 | 5 | 5 | 5 | 5
52bA | Under-utilised Licence - North Warminster | 39.02 | Groundwater enhancement | Production Options | N | Alternative Programme 2 (Higher Alternative Need Pathway) | WXWWSX | Ml/d | 2 | 0 | 0 | 0 | 0 | 0 | 0 | 0 | 0 | 0 | 0 | 0 | 0 | 0 | 0 | 0 | 0 | 2.5 | 2.5 | 2.5 | 2.5 | 2.5 | 2.5 | 2.5 | 2.5 | 2.5 | 2.5 | 2.5 | 2.5 | 2.5 | 2.5 | 2.5 | 2.5 | 2.5 | 2.5 | 2.5 | 2.5 | 2.5 | 2.5 | 2.5 | 2.5 | 2.5 | 2.5 | 2.5 | 2.5 | 2.5 | 2.5 | 2.5 | 2.5 | 2.5 | 2.5 | 2.5 | 2.5 | 2.5 | 2.5 | 2.5 | 2.5 | 2.5 | 2.5 | 2.5 | 2.5 | 2.5
52bA | Stream Support at Mere | 59.01 | Groundwater enhancement | Production Options | N | Alternative Programme 3 (Higher Alternative Need - No HA options available) | WXWWSX | Ml/d | 2 | 0 | 0 | 0 | 0 | 0 | 0 | 0 | 0 | 0 | 0 | 0 | 5 | 5 | 5 | 5 | 5 | 5 | 5 | 5 | 5 | 5 | 5 | 5 | 5 | 5 | 5 | 5 | 5 | 5 | 5 | 5 | 5 | 5 | 5 | 5 | 5 | 5 | 5 | 5 | 5 | 5 | 5 | 5 | 5 | 5 | 5 | 5 | 5 | 5 | 5 | 5 | 5 | 5 | 5 | 5 | 5 | 5 | 5 | 5 | 5 | 5
52bA | Under-utilised licence - North Bath | 39.01 | Groundwater enhancement | Production Options | N | Alternative Programme 4 (Central Alternative Pathway 1) | WXWWSX | Ml/d | 2 | 0 | 0 | 0 | 0 | 0 | 0 | 0 | 0 | 0 | 0 | 0 | 0 | 0 | 0 | 0 | 0 | 5 | 5 | 5 | 5 | 5 | 5 | 5 | 5 | 5 | 5 | 5 | 5 | 5 | 5 | 5 | 5 | 5 | 5 | 5 | 5 | 5 | 5 | 5 | 5 | 5 | 5 | 5 | 5 | 5 | 5 | 5 | 5 | 5 | 5 | 5 | 5 | 5 | 5 | 5 | 5 | 5 | 5 | 5 | 5 | 5
52cA | Stream Support at Mere | 59.01 | Groundwater enhancement | Distribution Options | N | Alternative Programme 4 (Central Alternative Pathway 1) | WXWWSX | Ml/d | 2 | 0 | 0 | 0 | 0 | 0 | 0 | 0 | 0 | 0 | 0 | 0 | 5 | 5 | 5 | 5 | 5 | 5 | 5 | 5 | 5 | 5 | 5 | 5 | 5 | 5 | 5 | 5 | 5 | 5 | 5 | 5 | 5 | 5 | 5 | 5 | 5 | 5 | 5 | 5 | 5 | 5 | 5 | 5 | 5 | 5 | 5 | 5 | 5 | 5 | 5 | 5 | 5 | 5 | 5 | 5 | 5 | 5 | 5 | 5 | 5 | 5
52aA | Under-utilised Licence - North Warminster | 39.02 | Groundwater enhancement | Resource Options | N | Alternative Programme 4 (Central Alternative Pathway 1) | WXWWSX | Ml/d | 2 | 0 | 0 | 0 | 0 | 0 | 0 | 0 | 0 | 0 | 0 | 0 | 0 | 0 | 0 | 0 | 0 | 2.5 | 2.5 | 2.5 | 2.5 | 2.5 | 2.5 | 2.5 | 2.5 | 2.5 | 2.5 | 2.5 | 2.5 | 2.5 | 2.5 | 2.5 | 2.5 | 2.5 | 2.5 | 2.5 | 2.5 | 2.5 | 2.5 | 2.5 | 2.5 | 2.5 | 2.5 | 2.5 | 2.5 | 2.5 | 2.5 | 2.5 | 2.5 | 2.5 | 2.5 | 2.5 | 2.5 | 2.5 | 2.5 | 2.5 | 2.5 | 2.5 | 2.5 | 2.5 | 2.5 | 2.5
52aA | Weymouth Source Improvements | 22.04 | Water treatment works capacity increase | Resource Options | N | Alternative Programme 4 (Central Alternative Pathway 1) | WXWWSX | Ml/d | 2 | 0 | 0 | 0 | 0 | 0 | 0 | 0 | 0 | 0 | 0 | 0 | 0 | 0 | 0 | 0 | 0 | 1.63 | 1.63 | 1.63 | 1.63 | 1.63 | 1.63 | 1.63 | 1.63 | 1.63 | 1.63 | 1.63 | 1.63 | 1.63 | 1.63 | 1.63 | 1.63 | 1.63 | 1.63 | 1.63 | 1.63 | 1.63 | 1.63 | 1.63 | 1.63 | 1.63 | 1.63 | 1.63 | 1.63 | 1.63 | 1.63 | 1.63 | 1.63 | 1.63 | 1.63 | 1.63 | 1.63 | 1.63 | 1.63 | 1.63 | 1.63 | 1.63 | 1.63 | 1.63 | 1.63 | 1.63
52aA | Poole Water Recycling and Transfer - Stour use 50% | 52.02 | Water reuse | Resource Options | N | Alternative Programme 4 (Central Alternative Pathway 1) | WXWWSX | Ml/d | 2 | 0 | 0 | 0 | 0 | 0 | 0 | 0 | 0 | 0 | 0 | 0 | 0 | 0 | 0 | 0 | 0 | 12.5 | 12.5 | 12.5 | 12.5 | 12.5 | 12.5 | 12.5 | 12.5 | 12.5 | 12.5 | 12.5 | 12.5 | 12.5 | 12.5 | 12.5 | 12.5 | 12.5 | 12.5 | 12.5 | 12.5 | 12.5 | 12.5 | 12.5 | 12.5 | 12.5 | 12.5 | 12.5 | 12.5 | 12.5 | 12.5 | 12.5 | 12.5 | 12.5 | 12.5 | 12.5 | 12.5 | 12.5 | 12.5 | 12.5 | 12.5 | 12.5 | 12.5 | 12.5 | 12.5 | 12.5
52aA | Amesbury boreholes | 34.1 | New groundwater | Resource Options | N | Alternative Programme 4 (Central Alternative Pathway 1) | WXWWSX | Ml/d | 2 | 0 | 0 | 0 | 0 | 0 | 0 | 0 | 0 | 0 | 0 | 0 | 0 | 0 | 0 | 0 | 0 | 0 | 0 | 0 | 0 | 0 | 0 | 0 | 0 | 0 | 0 | 0 | 0 | 0 | 0 | 0 | 0 | 0 | 0 | 0 | 0 | 0 | 0 | 0 | 0 | 0 | 0 | 0 | 0 | 0 | 0 | 4 | 4 | 4 | 4 | 4 | 4 | 4 | 4 | 4 | 4 | 4 | 4 | 4 | 4 | 4
52aA | Bristol Import and onwards transfer II | 70.02 | External potable bulk supply/transfer | Resource Options | N | Alternative Programme 4 (Central Alternative Pathway 1) | WXWWSX | Ml/d | 2 | 0 | 0 | 0 | 0 | 0 | 0 | 0 | 0 | 0 | 0 | 0 | 0 | 0 | 0 | 7 | 7 | 7 | 7 | 7 | 7 | 7 | 7 | 7 | 7 | 7 | 7 | 7 | 7 | 7 | 7 | 7 | 7 | 7 | 7 | 7 | 7 | 7 | 7 | 7 | 7 | 7 | 7 | 7 | 7 | 7 | 7 | 7 | 7 | 7 | 7 | 7 | 7 | 7 | 7 | 7 | 7 | 7 | 7 | 7 | 7 | 7
52aA | Increased Reservoir Capacity and East Transfer | 70.06 | Water treatment works capacity increase | Resource Options | N | Alternative Programme 4 (Central Alternative Pathway 1) | WXWWSX | Ml/d | 2 | 0 | 0 | 0 | 0 | 0 | 0 | 0 | 0 | 0 | 0 | 0 | 0 | 0 | 0 | 0 | 0 | 4 | 4 | 4 | 4 | 4 | 4 | 4 | 4 | 4 | 4 | 4 | 4 | 4 | 4 | 4 | 4 | 4 | 4 | 4 | 4 | 4 | 4 | 4 | 4 | 4 | 4 | 4 | 4 | 4 | 4 | 4 | 4 | 4 | 4 | 4 | 4 | 4 | 4 | 4 | 4 | 4 | 4 | 4 | 4 | 4
52aA | Demand Strategy 7 | 57.07 | Active leakage management | Resource Options | N | Alternative Programme 5 - (Central Alternative Pathway 2) | WXWWSX | Ml/d | 2 | 0 | 0 | 0 | 0 | 0 | 0 | 1.89 | 4.66 | 7.46 | 10.28 | 13.12 | 15.16 | 17.15 | 19.19 | 21.28 | 23.23 | 25.59 | 28.37 | 31.12 | 33.84 | 36.54 | 39.22 | 41.88 | 44.51 | 47.14 | 49.75 | 52.34 | 54.91 | 57.44 | 59.8 | 62 | 63.1 | 63.62 | 64.2 | 64.84 | 65.55 | 66.34 | 67.21 | 68.11 | 69.06 | 70.05 | 71.08 | 72.14 | 73.23 | 74.35 | 75.51 | 76.69 | 77.89 | 79.12 | 80.37 | 81.64 | 82.94 | 84.25 | 85.58 | 86.93 | 88.3 | 89.69 | 91.09 | 92.5 | 93.94 | 93.3
52aA | Stream Support at Mere | 59.01 | Groundwater enhancement | Resource Options | N | Alternative Programme 5 - (Central Alternative Pathway 2) | WXWWSX | Ml/d | 2 | 0 | 0 | 0 | 0 | 0 | 0 | 0 | 0 | 0 | 0 | 0 | 5 | 5 | 5 | 5 | 5 | 5 | 5 | 5 | 5 | 5 | 5 | 5 | 5 | 5 | 5 | 5 | 5 | 5 | 5 | 5 | 5 | 5 | 5 | 5 | 5 | 5 | 5 | 5 | 5 | 5 | 5 | 5 | 5 | 5 | 5 | 5 | 5 | 5 | 5 | 5 | 5 | 5 | 5 | 5 | 5 | 5 | 5 | 5 | 5 | 5
52aA | Stream Support at Mere | 59.01 | Groundwater enhancement | Resource Options | N | Alternative Programme 6 (Central Alternative Pathway 3) | WXWWSX | Ml/d | 2 | 0 | 0 | 0 | 0 | 0 | 0 | 0 | 0 | 0 | 0 | 0 | 5 | 5 | 5 | 5 | 5 | 5 | 5 | 5 | 5 | 5 | 5 | 5 | 5 | 5 | 5 | 5 | 5 | 5 | 5 | 5 | 5 | 5 | 5 | 5 | 5 | 5 | 5 | 5 | 5 | 5 | 5 | 5 | 5 | 5 | 5 | 5 | 5 | 5 | 5 | 5 | 5 | 5 | 5 | 5 | 5 | 5 | 5 | 5 | 5 | 5
52aA | Stream Support at Mere | 59.01 | Groundwater enhancement | Resource Options | N | Alternative Programme 7 (Central Alternative Pathway 4) | WXWWSX | Ml/d | 2 | 0 | 0 | 0 | 0 | 0 | 0 | 0 | 0 | 0 | 0 | 0 | 5 | 5 | 5 | 5 | 5 | 5 | 5 | 5 | 5 | 5 | 5 | 5 | 5 | 5 | 5 | 5 | 5 | 5 | 5 | 5 | 5 | 5 | 5 | 5 | 5 | 5 | 5 | 5 | 5 | 5 | 5 | 5 | 5 | 5 | 5 | 5 | 5 | 5 | 5 | 5 | 5 | 5 | 5 | 5 | 5 | 5 | 5 | 5 | 5 | 5
52dA | Stream Support at Mere | 59.01 | Groundwater enhancement | Customer Options | N | Least Cost Programme | WXWWSX | Ml/d | 2 | 0 | 0 | 0 | 0 | 0 | 0 | 0 | 0 | 0 | 0 | 0 | 5 | 5 | 5 | 5 | 5 | 5 | 5 | 5 | 5 | 5 | 5 | 5 | 5 | 5 | 5 | 5 | 5 | 5 | 5 | 5 | 5 | 5 | 5 | 5 | 5 | 5 | 5 | 5 | 5 | 5 | 5 | 5 | 5 | 5 | 5 | 5 | 5 | 5 | 5 | 5 | 5 | 5 | 5 | 5 | 5 | 5 | 5 | 5 | 5 | 5
52aA | Under-utilised licence - North Bath | 39.01 | Groundwater enhancement | Resource Options | N | Alternative Programme 5 - (Central Alternative Pathway 2) | WXWWSX | Ml/d | 2 | 0 | 0 | 0 | 0 | 0 | 0 | 0 | 0 | 0 | 0 | 0 | 0 | 0 | 0 | 0 | 0 | 5 | 5 | 5 | 5 | 5 | 5 | 5 | 5 | 5 | 5 | 5 | 5 | 5 | 5 | 5 | 5 | 5 | 5 | 5 | 5 | 5 | 5 | 5 | 5 | 5 | 5 | 5 | 5 | 5 | 5 | 5 | 5 | 5 | 5 | 5 | 5 | 5 | 5 | 5 | 5 | 5 | 5 | 5 | 5 | 5
52aA | Reduced levels of service, moving to 1:500 to 1:200 | 9.19 | Tariff | Resource Options | N | Ofwat Core Programme | WXWWSX | Ml/d | 2 | 0 | 0 | 0 | 0 | 0 | 0 | 6.51 | 6.51 | 6.51 | 6.51 | 6.51 | 6.51 | 6.51 | 6.51 | 6.51 | 6.51 | 6.51 | 6.51 | 6.51 | 6.51 | 6.51 | 0 | 0 | 0 | 0 | 0 | 0 | 0 | 0 | 0 | 0 | 0 | 0 | 0 | 0 | 0 | 0 | 0 | 0 | 0 | 0 | 0 | 0 | 0 | 0 | 0 | 0 | 0 | 0 | 0 | 0 | 0 | 0 | 0 | 0 | 0 | 0 | 0 | 0 | 0 | 0
52dA | Under-utilised Licence - North Warminster | 39.02 | Groundwater enhancement | Customer Options | N | Alternative Programme 5 - (Central Alternative Pathway 2) | WXWWSX | Ml/d | 2 | 0 | 0 | 0 | 0 | 0 | 0 | 0 | 0 | 0 | 0 | 0 | 0 | 0 | 0 | 0 | 0 | 2.5 | 2.5 | 2.5 | 2.5 | 2.5 | 2.5 | 2.5 | 2.5 | 2.5 | 2.5 | 2.5 | 2.5 | 2.5 | 2.5 | 2.5 | 2.5 | 2.5 | 2.5 | 2.5 | 2.5 | 2.5 | 2.5 | 2.5 | 2.5 | 2.5 | 2.5 | 2.5 | 2.5 | 2.5 | 2.5 | 2.5 | 2.5 | 2.5 | 2.5 | 2.5 | 2.5 | 2.5 | 2.5 | 2.5 | 2.5 | 2.5 | 2.5 | 2.5 | 2.5 | 2.5
52dA | Weymouth Source Improvements | 22.04 | Water treatment works capacity increase | Customer Options | N | Alternative Programme 5 - (Central Alternative Pathway 2) | WXWWSX | Ml/d | 2 | 0 | 0 | 0 | 0 | 0 | 0 | 0 | 0 | 0 | 0 | 0 | 0 | 0 | 0 | 0 | 0 | 1.63 | 1.63 | 1.63 | 1.63 | 1.63 | 1.63 | 1.63 | 1.63 | 1.63 | 1.63 | 1.63 | 1.63 | 1.63 | 1.63 | 1.63 | 1.63 | 1.63 | 1.63 | 1.63 | 1.63 | 1.63 | 1.63 | 1.63 | 1.63 | 1.63 | 1.63 | 1.63 | 1.63 | 1.63 | 1.63 | 1.63 | 1.63 | 1.63 | 1.63 | 1.63 | 1.63 | 1.63 | 1.63 | 1.63 | 1.63 | 1.63 | 1.63 | 1.63 | 1.63 | 1.63
52dA | Poole Water Recycling and Transfer - Stour use 50% | 52.02 | Water reuse | Customer Options | N | Alternative Programme 5 - (Central Alternative Pathway 2) | WXWWSX | Ml/d | 2 | 0 | 0 | 0 | 0 | 0 | 0 | 0 | 0 | 0 | 0 | 0 | 0 | 0 | 0 | 0 | 0 | 12.5 | 12.5 | 12.5 | 12.5 | 12.5 | 12.5 | 12.5 | 12.5 | 12.5 | 12.5 | 12.5 | 12.5 | 12.5 | 12.5 | 12.5 | 12.5 | 12.5 | 12.5 | 12.5 | 12.5 | 12.5 | 12.5 | 12.5 | 12.5 | 12.5 | 12.5 | 12.5 | 12.5 | 12.5 | 12.5 | 12.5 | 12.5 | 12.5 | 12.5 | 12.5 | 12.5 | 12.5 | 12.5 | 12.5 | 12.5 | 12.5 | 12.5 | 12.5 | 12.5 | 12.5
52cA | Underutilised licence due to water quality: Purbeck | 38.01 | Groundwater enhancement | Distribution Options | N | Alternative Programme 5 - (Central Alternative Pathway 2) | WXWWSX | Ml/d | 2 | 0 | 0 | 0 | 0 | 0 | 0 | 0 | 0 | 0 | 0 | 0 | 0 | 0 | 0 | 0 | 0 | 0 | 0 | 0 | 0 | 0 | 0 | 0 | 0 | 0 | 0 | 0 | 0 | 0 | 0 | 0 | 0 | 0 | 0 | 0 | 0 | 0 | 0 | 0 | 0 | 0 | 0 | 0 | 0 | 0 | 0 | 5.7 | 5.7 | 5.7 | 5.7 | 5.7 | 5.7 | 5.7 | 5.7 | 5.7 | 5.7 | 5.7 | 5.7 | 5.7 | 5.7 | 5.7
52aA | Bristol Import and onwards transfer II | 70.02 | External potable bulk supply/transfer | Resource Options | N | Alternative Programme 5 - (Central Alternative Pathway 2) | WXWWSX | Ml/d | 2 | 0 | 0 | 0 | 0 | 0 | 0 | 0 | 0 | 0 | 0 | 0 | 0 | 0 | 0 | 7 | 7 | 7 | 7 | 7 | 7 | 7 | 7 | 7 | 7 | 7 | 7 | 7 | 7 | 7 | 7 | 7 | 7 | 7 | 7 | 7 | 7 | 7 | 7 | 7 | 7 | 7 | 7 | 7 | 7 | 7 | 7 | 7 | 7 | 7 | 7 | 7 | 7 | 7 | 7 | 7 | 7 | 7 | 7 | 7 | 7 | 7
52aA | Increased Reservoir Capacity and East Transfer | 70.06 | Water treatment works capacity increase | Resource Options | N | Alternative Programme 5 - (Central Alternative Pathway 2) | WXWWSX | Ml/d | 2 | 0 | 0 | 0 | 0 | 0 | 0 | 0 | 0 | 0 | 0 | 0 | 0 | 0 | 0 | 0 | 0 | 4 | 4 | 4 | 4 | 4 | 4 | 4 | 4 | 4 | 4 | 4 | 4 | 4 | 4 | 4 | 4 | 4 | 4 | 4 | 4 | 4 | 4 | 4 | 4 | 4 | 4 | 4 | 4 | 4 | 4 | 4 | 4 | 4 | 4 | 4 | 4 | 4 | 4 | 4 | 4 | 4 | 4 | 4 | 4 | 4
52aA | Reduced levels of service, moving to 1:500 to 1:200 | 9.19 | Tariff | Resource Options | N | Preferred (Most Likely) | WXWWSX | Ml/d | 2 | 0 | 0 | 0 | 0 | 0 | 0 | 6.51 | 6.51 | 6.51 | 6.51 | 6.51 | 6.51 | 6.51 | 6.51 | 6.51 | 6.51 | 6.51 | 6.51 | 6.51 | 6.51 | 6.51 | 0 | 0 | 0 | 0 | 0 | 0 | 0 | 0 | 0 | 0 | 0 | 0 | 0 | 0 | 0 | 0 | 0 | 0 | 0 | 0 | 0 | 0 | 0 | 0 | 0 | 0 | 0 | 0 | 0 | 0 | 0 | 0 | 0 | 0 | 0 | 0 | 0 | 0 | 0 | 0
52aA | Underutilised licence due to water quality: Purbeck | 38.01 | Groundwater enhancement | Resource Options | N | Alternative Programme 2 (Higher Alternative Need Pathway) | WXWWSX | Ml/d | 2 | 0 | 0 | 0 | 0 | 0 | 0 | 0 | 0 | 0 | 0 | 0 | 0 | 0 | 0 | 0 | 0 | 0 | 0 | 0 | 0 | 0 | 5.7 | 5.7 | 5.7 | 5.7 | 5.7 | 5.7 | 5.7 | 5.7 | 5.7 | 5.7 | 5.7 | 5.7 | 5.7 | 5.7 | 5.7 | 5.7 | 5.7 | 5.7 | 5.7 | 5.7 | 5.7 | 5.7 | 5.7 | 5.7 | 5.7 | 5.7 | 5.7 | 5.7 | 5.7 | 5.7 | 5.7 | 5.7 | 5.7 | 5.7 | 5.7 | 5.7 | 5.7 | 5.7 | 5.7 | 5.7
52aA | Reduced levels of service, moving to 1:500 to 1:200 | 9.19 | Tariff | Resource Options | N | Alternative Programme 3 (Higher Alternative Need - No HA options available) | WXWWSX | Ml/d | 2 | 0 | 0 | 0 | 0 | 0 | 0 | 6.51 | 6.51 | 6.51 | 6.51 | 6.51 | 6.51 | 6.51 | 6.51 | 6.51 | 6.51 | 6.51 | 6.51 | 6.51 | 6.51 | 6.51 | 0 | 0 | 0 | 0 | 0 | 0 | 0 | 0 | 0 | 0 | 0 | 0 | 0 | 0 | 0 | 0 | 0 | 0 | 0 | 0 | 0 | 0 | 0 | 0 | 0 | 0 | 0 | 0 | 0 | 0 | 0 | 0 | 0 | 0 | 0 | 0 | 0 | 0 | 0 | 0
52dA | Reduced levels of service, moving to 1:500 to 1:200 | 9.19 | Tariff | Customer Options | N | Alternative Programme 4 (Central Alternative Pathway 1) | WXWWSX | Ml/d | 2 | 0 | 0 | 0 | 0 | 0 | 0 | 6.51 | 6.51 | 6.51 | 6.51 | 6.51 | 6.51 | 6.51 | 6.51 | 6.51 | 6.51 | 6.51 | 6.51 | 6.51 | 6.51 | 6.51 | 0 | 0 | 0 | 0 | 0 | 0 | 0 | 0 | 0 | 0 | 0 | 0 | 0 | 0 | 0 | 0 | 0 | 0 | 0 | 0 | 0 | 0 | 0 | 0 | 0 | 0 | 0 | 0 | 0 | 0 | 0 | 0 | 0 | 0 | 0 | 0 | 0 | 0 | 0 | 0
52dA | Reduced levels of service, moving to 1:500 to 1:200 | 9.19 | Tariff | Customer Options | N | Alternative Programme 5 - (Central Alternative Pathway 2) | WXWWSX | Ml/d | 2 | 0 | 0 | 0 | 0 | 0 | 0 | 6.51 | 6.51 | 6.51 | 6.51 | 6.51 | 6.51 | 6.51 | 6.51 | 6.51 | 6.51 | 6.51 | 6.51 | 6.51 | 6.51 | 6.51 | 0 | 0 | 0 | 0 | 0 | 0 | 0 | 0 | 0 | 0 | 0 | 0 | 0 | 0 | 0 | 0 | 0 | 0 | 0 | 0 | 0 | 0 | 0 | 0 | 0 | 0 | 0 | 0 | 0 | 0 | 0 | 0 | 0 | 0 | 0 | 0 | 0 | 0 | 0 | 0
52dA | Under-utilised licence - North Bath | 39.01 | Groundwater enhancement | Customer Options | N | Alternative Programme 6 (Central Alternative Pathway 3) | WXWWSX | Ml/d | 2 | 0 | 0 | 0 | 0 | 0 | 0 | 0 | 0 | 0 | 0 | 0 | 0 | 0 | 0 | 0 | 0 | 0 | 0 | 0 | 0 | 0 | 0 | 0 | 0 | 0 | 0 | 0 | 0 | 0 | 0 | 0 | 0 | 0 | 0 | 0 | 0 | 0 | 0 | 0 | 0 | 0 | 0 | 0 | 0 | 0 | 5 | 5 | 5 | 5 | 5 | 5 | 5 | 5 | 5 | 5 | 5 | 5 | 5 | 5 | 5 | 5
52dA | Reduced levels of service, moving to 1:500 to 1:200 | 9.19 | Tariff | Customer Options | N | Alternative Programme 6 (Central Alternative Pathway 3) | WXWWSX | Ml/d | 2 | 0 | 0 | 0 | 0 | 0 | 0 | 6.51 | 6.51 | 6.51 | 6.51 | 6.51 | 6.51 | 6.51 | 6.51 | 6.51 | 6.51 | 6.51 | 6.51 | 6.51 | 6.51 | 6.51 | 0 | 0 | 0 | 0 | 0 | 0 | 0 | 0 | 0 | 0 | 0 | 0 | 0 | 0 | 0 | 0 | 0 | 0 | 0 | 0 | 0 | 0 | 0 | 0 | 0 | 0 | 0 | 0 | 0 | 0 | 0 | 0 | 0 | 0 | 0 | 0 | 0 | 0 | 0 | 0
52dA | Under-utilised Licence - North Warminster | 39.02 | Groundwater enhancement | Customer Options | N | Alternative Programme 6 (Central Alternative Pathway 3) | WXWWSX | Ml/d | 2 | 0 | 0 | 0 | 0 | 0 | 0 | 0 | 0 | 0 | 0 | 0 | 0 | 0 | 0 | 0 | 0 | 2.5 | 2.5 | 2.5 | 2.5 | 2.5 | 2.5 | 2.5 | 2.5 | 2.5 | 2.5 | 2.5 | 2.5 | 2.5 | 2.5 | 2.5 | 2.5 | 2.5 | 2.5 | 2.5 | 2.5 | 2.5 | 2.5 | 2.5 | 2.5 | 2.5 | 2.5 | 2.5 | 2.5 | 2.5 | 2.5 | 2.5 | 2.5 | 2.5 | 2.5 | 2.5 | 2.5 | 2.5 | 2.5 | 2.5 | 2.5 | 2.5 | 2.5 | 2.5 | 2.5 | 2.5
52dA | Weymouth Source Improvements | 22.04 | Water treatment works capacity increase | Customer Options | N | Alternative Programme 6 (Central Alternative Pathway 3) | WXWWSX | Ml/d | 2 | 0 | 0 | 0 | 0 | 0 | 0 | 0 | 0 | 0 | 0 | 0 | 0 | 0 | 0 | 0 | 0 | 0 | 0 | 0 | 0 | 0 | 0 | 0 | 0 | 0 | 0 | 0 | 0 | 0 | 0 | 0 | 0 | 0 | 0 | 0 | 0 | 0 | 0 | 0 | 0 | 0 | 0 | 0 | 0 | 1.63 | 1.63 | 1.63 | 1.63 | 1.63 | 1.63 | 1.63 | 1.63 | 1.63 | 1.63 | 1.63 | 1.63 | 1.63 | 1.63 | 1.63 | 1.63 | 1.63
52dA | Bristol Import and onwards transfer I | 70.01 | External potable bulk supply/transfer | Customer Options | N | Alternative Programme 6 (Central Alternative Pathway 3) | WXWWSX | Ml/d | 2 | 0 | 0 | 0 | 0 | 0 | 0 | 0 | 0 | 0 | 0 | 0 | 0 | 0 | 0 | 7 | 7 | 7 | 7 | 7 | 7 | 7 | 7 | 7 | 7 | 7 | 7 | 7 | 7 | 7 | 7 | 7 | 7 | 7 | 7 | 7 | 7 | 7 | 7 | 7 | 7 | 7 | 7 | 7 | 7 | 7 | 7 | 7 | 7 | 7 | 7 | 7 | 7 | 7 | 7 | 7 | 7 | 7 | 7 | 7 | 7 | 7
52dA | Increased Reservoir Capacity and East Transfer | 70.06 | Water treatment works capacity increase | Customer Options | N | Alternative Programme 6 (Central Alternative Pathway 3) | WXWWSX | Ml/d | 2 | 0 | 0 | 0 | 0 | 0 | 0 | 0 | 0 | 0 | 0 | 0 | 0 | 0 | 0 | 0 | 0 | 4 | 4 | 4 | 4 | 4 | 4 | 4 | 4 | 4 | 4 | 4 | 4 | 4 | 4 | 4 | 4 | 4 | 4 | 4 | 4 | 4 | 4 | 4 | 4 | 4 | 4 | 4 | 4 | 4 | 4 | 4 | 4 | 4 | 4 | 4 | 4 | 4 | 4 | 4 | 4 | 4 | 4 | 4 | 4 | 4
52dA | Hampshire Avon Boreholes and Transfer | 70.07 | New groundwater | Customer Options | N | Alternative Programme 6 (Central Alternative Pathway 3) | WXWWSX | Ml/d | 2 | 0 | 0 | 0 | 0 | 0 | 0 | 0 | 0 | 0 | 0 | 0 | 0 | 0 | 0 | 0 | 0 | 14.4 | 14.4 | 14.4 | 14.4 | 14.4 | 14.4 | 14.4 | 14.4 | 14.4 | 14.4 | 14.4 | 14.4 | 14.4 | 14.4 | 14.4 | 14.4 | 14.4 | 14.4 | 14.4 | 14.4 | 14.4 | 14.4 | 14.4 | 14.4 | 14.4 | 14.4 | 14.4 | 14.4 | 14.4 | 14.4 | 14.4 | 14.4 | 14.4 | 14.4 | 14.4 | 14.4 | 14.4 | 14.4 | 14.4 | 14.4 | 14.4 | 14.4 | 14.4 | 14.4 | 14.4
52aA | Reduced levels of service, moving to 1:500 to 1:200 | 9.19 | Tariff | Resource Options | N | Alternative Programme 7 (Central Alternative Pathway 4) | WXWWSX | Ml/d | 2 | 0 | 0 | 0 | 0 | 0 | 0 | 6.51 | 6.51 | 6.51 | 6.51 | 6.51 | 6.51 | 6.51 | 6.51 | 6.51 | 6.51 | 6.51 | 6.51 | 6.51 | 6.51 | 6.51 | 0 | 0 | 0 | 0 | 0 | 0 | 0 | 0 | 0 | 0 | 0 | 0 | 0 | 0 | 0 | 0 | 0 | 0 | 0 | 0 | 0 | 0 | 0 | 0 | 0 | 0 | 0 | 0 | 0 | 0 | 0 | 0 | 0 | 0 | 0 | 0 | 0 | 0 | 0 | 0
52cA | Reduced levels of service, moving to 1:500 to 1:200 | 9.19 | Tariff | Distribution Options | N | Least Cost Programme | WXWWSX | Ml/d | 2 | 0 | 0 | 0 | 0 | 0 | 0 | 6.51 | 6.51 | 6.51 | 6.51 | 6.51 | 6.51 | 6.51 | 6.51 | 6.51 | 6.51 | 6.51 | 6.51 | 6.51 | 6.51 | 6.51 | 0 | 0 | 0 | 0 | 0 | 0 | 0 | 0 | 0 | 0 | 0 | 0 | 0 | 0 | 0 | 0 | 0 | 0 | 0 | 0 | 0 | 0 | 0 | 0 | 0 | 0 | 0 | 0 | 0 | 0 | 0 | 0 | 0 | 0 | 0 | 0 | 0 | 0 | 0 | 0
52bA | Temporary use bans | 9.16 | Tariff | Production Options | N | Ofwat Core Programme | WXWWSX | Ml/d | 2 | 0 | 0 | 0 | 0 | 0 | 0 | 19.95 | 19.95 | 19.95 | 19.95 | 19.95 | 19.95 | 19.95 | 19.95 | 19.95 | 19.95 | 19.95 | 19.95 | 19.95 | 19.95 | 19.95 | 19.95 | 19.95 | 19.95 | 19.95 | 19.95 | 19.95 | 19.95 | 19.95 | 19.95 | 19.95 | 19.95 | 19.95 | 19.95 | 19.95 | 19.95 | 19.95 | 19.95 | 19.95 | 19.95 | 19.95 | 19.95 | 19.95 | 19.95 | 19.95 | 19.95 | 19.95 | 19.95 | 19.95 | 19.95 | 19.95 | 19.95 | 19.95 | 19.95 | 19.95 | 19.95 | 19.95 | 19.95 | 19.95 | 19.95 | 19.95
52aA | Temporary use bans | 9.16 | Tariff | Resource Options | N | Preferred (Most Likely) | WXWWSX | Ml/d | 2 | 0 | 0 | 0 | 0 | 0 | 0 | 19.95 | 19.95 | 19.95 | 19.95 | 19.95 | 19.95 | 19.95 | 19.95 | 19.95 | 19.95 | 19.95 | 19.95 | 19.95 | 19.95 | 19.95 | 19.95 | 19.95 | 19.95 | 19.95 | 19.95 | 19.95 | 19.95 | 19.95 | 19.95 | 19.95 | 19.95 | 19.95 | 19.95 | 19.95 | 19.95 | 19.95 | 19.95 | 19.95 | 19.95 | 19.95 | 19.95 | 19.95 | 19.95 | 19.95 | 19.95 | 19.95 | 19.95 | 19.95 | 19.95 | 19.95 | 19.95 | 19.95 | 19.95 | 19.95 | 19.95 | 19.95 | 19.95 | 19.95 | 19.95 | 19.95
52aA | Under-utilised licence - East Dorchester Source | 38.11 | Groundwater enhancement | Resource Options | N | Alternative Programme 2 (Higher Alternative Need Pathway) | WXWWSX | Ml/d | 2 | 0 | 0 | 0 | 0 | 0 | 0 | 0 | 0 | 0 | 0 | 0 | 0 | 0 | 0 | 0 | 0 | 0 | 0 | 0 | 0 | 0 | 6 | 6 | 6 | 6 | 6 | 6 | 6 | 6 | 6 | 6 | 6 | 6 | 6 | 6 | 6 | 6 | 6 | 6 | 6 | 6 | 6 | 6 | 6 | 6 | 6 | 6 | 6 | 6 | 6 | 6 | 6 | 6 | 6 | 6 | 6 | 6 | 6 | 6 | 6 | 6
52dA | Under-utilised licence - North Bath | 39.01 | Groundwater enhancement | Customer Options | N | Alternative Programme 7 (Central Alternative Pathway 4) | WXWWSX | Ml/d | 2 | 0 | 0 | 0 | 0 | 0 | 0 | 0 | 0 | 0 | 0 | 0 | 0 | 0 | 0 | 0 | 0 | 0 | 0 | 0 | 0 | 0 | 0 | 0 | 0 | 0 | 0 | 0 | 0 | 0 | 0 | 0 | 0 | 0 | 0 | 0 | 0 | 0 | 0 | 0 | 0 | 0 | 5 | 5 | 5 | 5 | 5 | 5 | 5 | 5 | 5 | 5 | 5 | 5 | 5 | 5 | 5 | 5 | 5 | 5 | 5 | 5
52dA | Temporary use bans | 9.16 | Tariff | Customer Options | N | Alternative Programme 3 (Higher Alternative Need - No HA options available) | WXWWSX | Ml/d | 2 | 0 | 0 | 0 | 0 | 0 | 0 | 19.95 | 19.95 | 19.95 | 19.95 | 19.95 | 19.95 | 19.95 | 19.95 | 19.95 | 19.95 | 19.95 | 19.95 | 19.95 | 19.95 | 19.95 | 19.95 | 19.95 | 19.95 | 19.95 | 19.95 | 19.95 | 19.95 | 19.95 | 19.95 | 19.95 | 19.95 | 19.95 | 19.95 | 19.95 | 19.95 | 19.95 | 19.95 | 19.95 | 19.95 | 19.95 | 19.95 | 19.95 | 19.95 | 19.95 | 19.95 | 19.95 | 19.95 | 19.95 | 19.95 | 19.95 | 19.95 | 19.95 | 19.95 | 19.95 | 19.95 | 19.95 | 19.95 | 19.95 | 19.95 | 19.95
52dA | Yeovil Reservoir peak capacity | 23.01 | Water treatment works capacity increase | Customer Options | N | Alternative Programme 7 (Central Alternative Pathway 4) | WXWWSX | Ml/d | 2 | 0 | 0 | 0 | 0 | 0 | 0 | 0 | 0 | 0 | 0 | 0 | 0 | 0 | 0 | 0 | 0 | 4 | 4 | 4 | 4 | 4 | 4 | 4 | 4 | 4 | 4 | 4 | 4 | 4 | 4 | 4 | 4 | 4 | 4 | 4 | 4 | 4 | 4 | 4 | 4 | 4 | 4 | 4 | 4 | 4 | 4 | 4 | 4 | 4 | 4 | 4 | 4 | 4 | 4 | 4 | 4 | 4 | 4 | 4 | 4 | 4
52dA | Under-utilised Licence - North Warminster | 39.02 | Groundwater enhancement | Customer Options | N | Alternative Programme 7 (Central Alternative Pathway 4) | WXWWSX | Ml/d | 2 | 0 | 0 | 0 | 0 | 0 | 0 | 0 | 0 | 0 | 0 | 0 | 0 | 0 | 0 | 0 | 0 | 2.5 | 2.5 | 2.5 | 2.5 | 2.5 | 2.5 | 2.5 | 2.5 | 2.5 | 2.5 | 2.5 | 2.5 | 2.5 | 2.5 | 2.5 | 2.5 | 2.5 | 2.5 | 2.5 | 2.5 | 2.5 | 2.5 | 2.5 | 2.5 | 2.5 | 2.5 | 2.5 | 2.5 | 2.5 | 2.5 | 2.5 | 2.5 | 2.5 | 2.5 | 2.5 | 2.5 | 2.5 | 2.5 | 2.5 | 2.5 | 2.5 | 2.5 | 2.5 | 2.5 | 2.5
52dA | Weymouth Source Improvements | 22.04 | Water treatment works capacity increase | Customer Options | N | Alternative Programme 7 (Central Alternative Pathway 4) | WXWWSX | Ml/d | 2 | 0 | 0 | 0 | 0 | 0 | 0 | 0 | 0 | 0 | 0 | 0 | 0 | 0 | 0 | 0 | 0 | 0 | 0 | 0 | 0 | 0 | 0 | 0 | 0 | 0 | 0 | 0 | 0 | 0 | 0 | 0 | 0 | 0 | 0 | 0 | 0 | 0 | 0 | 0 | 0 | 0 | 0 | 0 | 0 | 1.63 | 1.63 | 1.63 | 1.63 | 1.63 | 1.63 | 1.63 | 1.63 | 1.63 | 1.63 | 1.63 | 1.63 | 1.63 | 1.63 | 1.63 | 1.63 | 1.63
52dA | Underutilised licence due to water quality: Purbeck | 38.01 | Groundwater enhancement | Customer Options | N | Alternative Programme 7 (Central Alternative Pathway 4) | WXWWSX | Ml/d | 2 | 0 | 0 | 0 | 0 | 0 | 0 | 0 | 0 | 0 | 0 | 0 | 0 | 0 | 0 | 0 | 0 | 0 | 0 | 0 | 0 | 0 | 0 | 0 | 0 | 0 | 0 | 0 | 0 | 0 | 0 | 0 | 0 | 0 | 0 | 0 | 0 | 0 | 0 | 0 | 0 | 0 | 0 | 0 | 5.7 | 5.7 | 5.7 | 5.7 | 5.7 | 5.7 | 5.7 | 5.7 | 5.7 | 5.7 | 5.7 | 5.7 | 5.7 | 5.7 | 5.7 | 5.7 | 5.7 | 5.7
52dA | Bristol Import and onwards transfer I | 70.01 | External potable bulk supply/transfer | Customer Options | N | Alternative Programme 7 (Central Alternative Pathway 4) | WXWWSX | Ml/d | 2 | 0 | 0 | 0 | 0 | 0 | 0 | 0 | 0 | 0 | 0 | 0 | 0 | 0 | 0 | 7 | 7 | 7 | 7 | 7 | 7 | 7 | 7 | 7 | 7 | 7 | 7 | 7 | 7 | 7 | 7 | 7 | 7 | 7 | 7 | 7 | 7 | 7 | 7 | 7 | 7 | 7 | 7 | 7 | 7 | 7 | 7 | 7 | 7 | 7 | 7 | 7 | 7 | 7 | 7 | 7 | 7 | 7 | 7 | 7 | 7 | 7
52dA | Bristol Import and onwards transfer V | 70.05 | External potable bulk supply/transfer | Customer Options | N | Alternative Programme 7 (Central Alternative Pathway 4) | WXWWSX | Ml/d | 2 | 0 | 0 | 0 | 0 | 0 | 0 | 0 | 0 | 0 | 0 | 0 | 0 | 0 | 0 | 0 | 0 | 15 | 15 | 15 | 15 | 15 | 15 | 15 | 15 | 15 | 15 | 15 | 15 | 15 | 15 | 15 | 15 | 15 | 15 | 15 | 15 | 15 | 15 | 15 | 15 | 15 | 15 | 15 | 15 | 15 | 15 | 15 | 15 | 15 | 15 | 15 | 15 | 15 | 15 | 15 | 15 | 15 | 15 | 15 | 15 | 15
52dA | Demand Strategy 6 | 57.06 | Active leakage management | Customer Options | N | Least Cost Programme | WXWWSX | Ml/d | 2 | 0 | 0 | 0 | 0 | 0 | 0 | 0.92 | 2.36 | 3.83 | 5.32 | 6.82 | 8.14 | 9.43 | 10.71 | 12.02 | 13.3 | 15.01 | 17.16 | 19.3 | 21.43 | 23.55 | 25.66 | 27.76 | 29.86 | 31.95 | 34.04 | 36.12 | 38.2 | 40.26 | 42.31 | 44.37 | 45.65 | 46.55 | 47.48 | 48.45 | 49.45 | 50.51 | 51.6 | 52.72 | 53.87 | 55.04 | 56.23 | 57.45 | 58.68 | 59.94 | 61.21 | 62.5 | 63.81 | 65.13 | 66.47 | 67.83 | 69.2 | 70.58 | 71.98 | 73.39 | 74.81 | 76.25 | 77.69 | 79.15 | 80.62 | 81.02
52aA | Temporary use bans | 9.16 | Tariff | Resource Options | N | Alternative Programme 4 (Central Alternative Pathway 1) | WXWWSX | Ml/d | 2 | 0 | 0 | 0 | 0 | 0 | 0 | 19.95 | 19.95 | 19.95 | 19.95 | 19.95 | 19.95 | 19.95 | 19.95 | 19.95 | 19.95 | 19.95 | 19.95 | 19.95 | 19.95 | 19.95 | 19.95 | 19.95 | 19.95 | 19.95 | 19.95 | 19.95 | 19.95 | 19.95 | 19.95 | 19.95 | 19.95 | 19.95 | 19.95 | 19.95 | 19.95 | 19.95 | 19.95 | 19.95 | 19.95 | 19.95 | 19.95 | 19.95 | 19.95 | 19.95 | 19.95 | 19.95 | 19.95 | 19.95 | 19.95 | 19.95 | 19.95 | 19.95 | 19.95 | 19.95 | 19.95 | 19.95 | 19.95 | 19.95 | 19.95 | 19.95
52aA | Temporary use bans | 9.16 | Tariff | Resource Options | N | Alternative Programme 5 - (Central Alternative Pathway 2) | WXWWSX | Ml/d | 2 | 0 | 0 | 0 | 0 | 0 | 0 | 19.95 | 19.95 | 19.95 | 19.95 | 19.95 | 19.95 | 19.95 | 19.95 | 19.95 | 19.95 | 19.95 | 19.95 | 19.95 | 19.95 | 19.95 | 19.95 | 19.95 | 19.95 | 19.95 | 19.95 | 19.95 | 19.95 | 19.95 | 19.95 | 19.95 | 19.95 | 19.95 | 19.95 | 19.95 | 19.95 | 19.95 | 19.95 | 19.95 | 19.95 | 19.95 | 19.95 | 19.95 | 19.95 | 19.95 | 19.95 | 19.95 | 19.95 | 19.95 | 19.95 | 19.95 | 19.95 | 19.95 | 19.95 | 19.95 | 19.95 | 19.95 | 19.95 | 19.95 | 19.95 | 19.95
52aA | Temporary use bans | 9.16 | Tariff | Resource Options | N | Alternative Programme 6 (Central Alternative Pathway 3) | WXWWSX | Ml/d | 2 | 0 | 0 | 0 | 0 | 0 | 0 | 19.95 | 19.95 | 19.95 | 19.95 | 19.95 | 19.95 | 19.95 | 19.95 | 19.95 | 19.95 | 19.95 | 19.95 | 19.95 | 19.95 | 19.95 | 19.95 | 19.95 | 19.95 | 19.95 | 19.95 | 19.95 | 19.95 | 19.95 | 19.95 | 19.95 | 19.95 | 19.95 | 19.95 | 19.95 | 19.95 | 19.95 | 19.95 | 19.95 | 19.95 | 19.95 | 19.95 | 19.95 | 19.95 | 19.95 | 19.95 | 19.95 | 19.95 | 19.95 | 19.95 | 19.95 | 19.95 | 19.95 | 19.95 | 19.95 | 19.95 | 19.95 | 19.95 | 19.95 | 19.95 | 19.95
52aA | Temporary use bans | 9.16 | Tariff | Resource Options | N | Alternative Programme 7 (Central Alternative Pathway 4) | WXWWSX | Ml/d | 2 | 0 | 0 | 0 | 0 | 0 | 0 | 19.95 | 19.95 | 19.95 | 19.95 | 19.95 | 19.95 | 19.95 | 19.95 | 19.95 | 19.95 | 19.95 | 19.95 | 19.95 | 19.95 | 19.95 | 19.95 | 19.95 | 19.95 | 19.95 | 19.95 | 19.95 | 19.95 | 19.95 | 19.95 | 19.95 | 19.95 | 19.95 | 19.95 | 19.95 | 19.95 | 19.95 | 19.95 | 19.95 | 19.95 | 19.95 | 19.95 | 19.95 | 19.95 | 19.95 | 19.95 | 19.95 | 19.95 | 19.95 | 19.95 | 19.95 | 19.95 | 19.95 | 19.95 | 19.95 | 19.95 | 19.95 | 19.95 | 19.95 | 19.95 | 19.95
52aA | Under-utilised licence - North Bath | 39.01 | Groundwater enhancement | Resource Options | N | Least Cost Programme | WXWWSX | Ml/d | 2 | 0 | 0 | 0 | 0 | 0 | 0 | 0 | 0 | 0 | 0 | 0 | 0 | 0 | 0 | 0 | 0 | 5 | 5 | 5 | 5 | 5 | 5 | 5 | 5 | 5 | 5 | 5 | 5 | 5 | 5 | 5 | 5 | 5 | 5 | 5 | 5 | 5 | 5 | 5 | 5 | 5 | 5 | 5 | 5 | 5 | 5 | 5 | 5 | 5 | 5 | 5 | 5 | 5 | 5 | 5 | 5 | 5 | 5 | 5 | 5 | 5
52aA | Temporary use bans | 9.16 | Tariff | Resource Options | N | Least Cost Programme | WXWWSX | Ml/d | 2 | 0 | 0 | 0 | 0 | 0 | 0 | 19.95 | 19.95 | 19.95 | 19.95 | 19.95 | 19.95 | 19.95 | 19.95 | 19.95 | 19.95 | 19.95 | 19.95 | 19.95 | 19.95 | 19.95 | 19.95 | 19.95 | 19.95 | 19.95 | 19.95 | 19.95 | 19.95 | 19.95 | 19.95 | 19.95 | 19.95 | 19.95 | 19.95 | 19.95 | 19.95 | 19.95 | 19.95 | 19.95 | 19.95 | 19.95 | 19.95 | 19.95 | 19.95 | 19.95 | 19.95 | 19.95 | 19.95 | 19.95 | 19.95 | 19.95 | 19.95 | 19.95 | 19.95 | 19.95 | 19.95 | 19.95 | 19.95 | 19.95 | 19.95 | 19.95
52aA | Under-utilised Licence - North Warminster | 39.02 | Groundwater enhancement | Resource Options | N | Least Cost Programme | WXWWSX | Ml/d | 2 | 0 | 0 | 0 | 0 | 0 | 0 | 0 | 0 | 0 | 0 | 0 | 0 | 0 | 0 | 0 | 0 | 2.5 | 2.5 | 2.5 | 2.5 | 2.5 | 2.5 | 2.5 | 2.5 | 2.5 | 2.5 | 2.5 | 2.5 | 2.5 | 2.5 | 2.5 | 2.5 | 2.5 | 2.5 | 2.5 | 2.5 | 2.5 | 2.5 | 2.5 | 2.5 | 2.5 | 2.5 | 2.5 | 2.5 | 2.5 | 2.5 | 2.5 | 2.5 | 2.5 | 2.5 | 2.5 | 2.5 | 2.5 | 2.5 | 2.5 | 2.5 | 2.5 | 2.5 | 2.5 | 2.5 | 2.5
52aA | Poole Water Recycling and Transfer - Stour use 50% | 52.02 | Water reuse | Resource Options | N | Least Cost Programme | WXWWSX | Ml/d | 2 | 0 | 0 | 0 | 0 | 0 | 0 | 0 | 0 | 0 | 0 | 0 | 0 | 0 | 0 | 0 | 0 | 12.5 | 12.5 | 12.5 | 12.5 | 12.5 | 12.5 | 12.5 | 12.5 | 12.5 | 12.5 | 12.5 | 12.5 | 12.5 | 12.5 | 12.5 | 12.5 | 12.5 | 12.5 | 12.5 | 12.5 | 12.5 | 12.5 | 12.5 | 12.5 | 12.5 | 12.5 | 12.5 | 12.5 | 12.5 | 12.5 | 12.5 | 12.5 | 12.5 | 12.5 | 12.5 | 12.5 | 12.5 | 12.5 | 12.5 | 12.5 | 12.5 | 12.5 | 12.5 | 12.5 | 12.5
52aA | Amesbury boreholes | 34.1 | New groundwater | Resource Options | N | Least Cost Programme | WXWWSX | Ml/d | 2 | 0 | 0 | 0 | 0 | 0 | 0 | 0 | 0 | 0 | 0 | 0 | 0 | 0 | 0 | 0 | 0 | 4 | 4 | 4 | 4 | 4 | 4 | 4 | 4 | 4 | 4 | 4 | 4 | 4 | 4 | 4 | 4 | 4 | 4 | 4 | 4 | 4 | 4 | 4 | 4 | 4 | 4 | 4 | 4 | 4 | 4 | 4 | 4 | 4 | 4 | 4 | 4 | 4 | 4 | 4 | 4 | 4 | 4 | 4 | 4 | 4
52aA | North Bath Resilience | 18.28 | Internal potable transfer | Resource Options | N | Least Cost Programme | WXWWSX | Ml/d | 2 | 0 | 0 | 0 | 0 | 0 | 0 | 0 | 0 | 0 | 0 | 0 | 0 | 0 | 0 | 0 | 0 | 0 | 0 | 0 | 0 | 0 | 3 | 3 | 3 | 3 | 3 | 3 | 3 | 3 | 3 | 3 | 3 | 3 | 3 | 3 | 3 | 3 | 3 | 3 | 3 | 3 | 3 | 3 | 3 | 3 | 3 | 3 | 3 | 3 | 3 | 3 | 3 | 3 | 3 | 3 | 3 | 3 | 3 | 3 | 3 | 3
52aA | Under-utilised licence - East Dorchester Source | 38.11 | Groundwater enhancement | Resource Options | N | Least Cost Programme | WXWWSX | Ml/d | 2 | 0 | 0 | 0 | 0 | 0 | 0 | 0 | 0 | 0 | 0 | 0 | 0 | 0 | 0 | 0 | 0 | 0 | 0 | 0 | 0 | 0 | 6 | 6 | 6 | 6 | 6 | 6 | 6 | 6 | 6 | 6 | 6 | 6 | 6 | 6 | 6 | 6 | 6 | 6 | 6 | 6 | 6 | 6 | 6 | 6 | 6 | 6 | 6 | 6 | 6 | 6 | 6 | 6 | 6 | 6 | 6 | 6 | 6 | 6 | 6 | 6
52aA | Bristol Import and onwards transfer I | 70.01 | External potable bulk supply/transfer | Resource Options | N | Least Cost Programme | WXWWSX | Ml/d | 2 | 0 | 0 | 0 | 0 | 0 | 0 | 0 | 0 | 0 | 0 | 0 | 0 | 0 | 0 | 7 | 7 | 7 | 7 | 7 | 7 | 7 | 7 | 7 | 7 | 7 | 7 | 7 | 7 | 7 | 7 | 7 | 7 | 7 | 7 | 7 | 7 | 7 | 7 | 7 | 7 | 7 | 7 | 7 | 7 | 7 | 7 | 7 | 7 | 7 | 7 | 7 | 7 | 7 | 7 | 7 | 7 | 7 | 7 | 7 | 7 | 7
52aA | Bristol Import and onwards transfer III | 70.03 | External potable bulk supply/transfer | Resource Options | N | Least Cost Programme | WXWWSX | Ml/d | 2 | 0 | 0 | 0 | 0 | 0 | 0 | 0 | 0 | 0 | 0 | 0 | 0 | 0 | 0 | 0 | 0 | 15 | 15 | 15 | 15 | 15 | 15 | 15 | 15 | 15 | 15 | 15 | 15 | 15 | 15 | 15 | 15 | 15 | 15 | 15 | 15 | 15 | 15 | 15 | 15 | 15 | 15 | 15 | 15 | 15 | 15 | 15 | 15 | 15 | 15 | 15 | 15 | 15 | 15 | 15 | 15 | 15 | 15 | 15 | 15 | 15
52aA | Increased Reservoir Capacity and East Transfer | 70.06 | Water treatment works capacity increase | Resource Options | N | Least Cost Programme | WXWWSX | Ml/d | 2 | 0 | 0 | 0 | 0 | 0 | 0 | 0 | 0 | 0 | 0 | 0 | 0 | 0 | 0 | 0 | 0 | 4 | 4 | 4 | 4 | 4 | 4 | 4 | 4 | 4 | 4 | 4 | 4 | 4 | 4 | 4 | 4 | 4 | 4 | 4 | 4 | 4 | 4 | 4 | 4 | 4 | 4 | 4 | 4 | 4 | 4 | 4 | 4 | 4 | 4 | 4 | 4 | 4 | 4 | 4 | 4 | 4 | 4 | 4 | 4 | 4
52aA | Government Labelling - DS7 | 57.07a | Water efficiency customer education / awareness | Resource Options | Y | Preferred (Most Likely) | WXWWSX | Ml/d | 2 | 0 | 0 | 0 | 0 | 0 | 0 | 0.10454 | 0.31463 | 0.52665 | 0.7405 | 0.95605 | 1.1732 | 1.3918 | 1.6118 | 1.8332 | 2.0561 | 2.7274 | 3.85 | 4.9797 | 6.1169 | 7.2614 | 8.4131 | 9.5716 | 10.737 | 11.9095 | 13.0897 | 14.2776 | 15.4728 | 16.6753 | 17.8851 | 19.1022 | 20.3266 | 21.5583 | 22.7972 | 24.0435 | 25.2971 | 26.5579 | 27.8261 | 29.1016 | 30.3843 | 31.6744 | 32.9717 | 34.2763 | 35.5883 | 36.9075 | 38.234 | 39.5678 | 40.909 | 42.2574 | 43.6131 | 44.9761 | 46.3464 | 47.724 | 49.1089 | 50.501 | 51.9005 | 53.3073 | 54.7214 | 56.1427 | 57.5714 | 59.0073
52aA | Household Home Check Visits - DS7 | 57.07b | Household water audit | Resource Options | Y | Preferred (Most Likely) | WXWWSX | Ml/d | 2 | 0 | 0 | 0 | 0 | 0 | 0 | 0.9 | 2.6287 | 4.2205 | 5.6862 | 7.0358 | 8.8718 | 11.1556 | 13.2584 | 15.1948 | 16.9777 | 18.6194 | 20.1311 | 21.5231 | 22.2117 | 22.2527 | 22.2904 | 22.3251 | 22.3571 | 22.3865 | 22.4136 | 22.4386 | 22.4616 | 22.4827 | 22.5022 | 22.5201 | 21.6366 | 19.9228 | 18.3449 | 16.8919 | 15.5539 | 14.322 | 13.1876 | 12.1431 | 11.1813 | 10.2957 | 9.4802 | 8.7294 | 8.0379 | 7.4013 | 6.8151 | 6.2753 | 5.7783 | 5.3206 | 4.8992 | 4.5111 | 4.1538 | 3.8248 | 3.5219 | 3.2429 | 2.9861 | 2.7496 | 2.5318 | 2.3313 | 2.1466 | 1.9766
52aA | Non Household Water Efficiency Visits - DS7 | 57.07c | Non-household water audit | Resource Options | Y | Preferred (Most Likely) | WXWWSX | Ml/d | 2 | 0 | 0 | 0 | 0 | 0 | 0 | 0.40207 | 1.1895 | 1.9442 | 2.6675 | 3.3607 | 3.7 | 3.7 | 3.7 | 3.7 | 3.7 | 3.7 | 3.7 | 3.7 | 3.7 | 3.7 | 3.7 | 3.7 | 3.7 | 3.7 | 3.7 | 3.7 | 3.7 | 3.7 | 3.7 | 3.7 | 3.6231 | 3.4725 | 3.3281 | 3.1898 | 3.0571 | 2.9301 | 2.8082 | 2.6915 | 2.5796 | 2.4724 | 2.3696 | 2.2711 | 2.1767 | 2.0862 | 1.9994 | 1.9163 | 1.8367 | 1.7603 | 1.6871 | 1.617 | 1.5498 | 1.4853 | 1.4236 | 1.3644 | 1.3077 | 1.2533 | 1.2012 | 1.1513 | 1.1034 | 1.0575
52aA | Optant Household Smart Meters - DS7 | 57.07d | Metering optants | Resource Options | Y | Preferred (Most Likely) | WXWWSX | Ml/d | 2 | 0 | 0 | 0 | 0 | 0 | 0 | 0.078526 | 0.23939 | 0.40069 | 0.5562 | 0.70595 | 0.8454 | 0.9751 | 1.0996 | 1.2175 | 1.3259 | 1.4468 | 1.5797 | 1.6971 | 1.7993 | 1.8876 | 1.9652 | 2.0267 | 2.0746 | 2.1163 | 2.152 | 2.1841 | 2.2134 | 2.2403 | 2.2649 | 2.2876 | 2.3052 | 2.318 | 2.3297 | 2.3405 | 2.3504 | 2.3596 | 2.3681 | 2.376 | 2.3835 | 2.3905 | 2.3971 | 2.4034 | 2.4093 | 2.4151 | 2.4206 | 2.4259 | 2.431 | 2.436 | 2.4409 | 2.4457 | 2.4505 | 2.4551 | 2.4597 | 2.4643 | 2.4689 | 2.4734 | 2.478 | 2.4825 | 2.4871 | 2.0857
52aA | Compulsory Household Smart Meters - DS7 | 57.07e | Metering compulsory | Resource Options | Y | Preferred (Most Likely) | WXWWSX | Ml/d | 2 | 0 | 0 | 0 | 0 | 0 | 0 | 0.24987 | 0.78554 | 1.3724 | 1.9905 | 2.639 | 3.477 | 4.513 | 5.5893 | 6.6967 | 7.8178 | 8.5577 | 8.87 | 9.1082 | 9.2826 | 9.4065 | 9.4983 | 9.5335 | 9.5267 | 9.5121 | 9.4887 | 9.4661 | 9.4464 | 9.4296 | 9.4152 | 9.4032 | 9.3797 | 9.3457 | 9.3153 | 9.2884 | 9.2645 | 9.2434 | 9.225 | 9.2091 | 9.1954 | 9.1839 | 9.1742 | 9.1664 | 9.1603 | 9.1558 | 9.1527 | 9.151 | 9.1506 | 9.1514 | 9.1534 | 9.1564 | 9.1604 | 9.1654 | 9.1713 | 9.178 | 9.1855 | 9.1938 | 9.2028 | 9.2125 | 9.2229 | 7.7295
52aA | New Properties Smart Meters - DS7 | 57.07f | Metering compulsory | Resource Options | Y | Preferred (Most Likely) | WXWWSX | Ml/d | 2 | 0 | 0 | 0 | 0 | 0 | 0 | 0.025936 | 0.086436 | 0.16434 | 0.25086 | 0.33597 | 0.41678 | 0.49985 | 0.5891 | 0.67976 | 0.76803 | 0.86366 | 0.96892 | 1.0673 | 1.1571 | 1.2407 | 1.3194 | 1.391 | 1.4552 | 1.5218 | 1.593 | 1.6644 | 1.7362 | 1.808 | 1.8799 | 1.9518 | 2.0209 | 2.0871 | 2.1534 | 2.2199 | 2.2865 | 2.3533 | 2.4203 | 2.4876 | 2.555 | 2.6227 | 2.6906 | 2.7587 | 2.8271 | 2.8957 | 2.9646 | 3.0337 | 3.1031 | 3.1727 | 3.2426 | 3.3128 | 3.3833 | 3.454 | 3.525 | 3.5963 | 3.6678 | 3.7397 | 3.8118 | 3.8842 | 3.9569 | 3.3733
52aA | Non Household Smart Meters - DS7 | 57.07g | Metering compulsory | Resource Options | Y | Preferred (Most Likely) | WXWWSX | Ml/d | 2 | 0 | 0 | 0 | 0 | 0 | 0 | 0.15195 | 0.45514 | 0.75684 | 1.0573 | 1.3569 | 1.7455 | 2.2235 | 2.7011 | 3.1781 | 3.6551 | 3.8936 | 3.8936 | 3.8936 | 3.8936 | 3.8936 | 3.8936 | 3.8936 | 3.8936 | 3.8936 | 3.8936 | 3.8936 | 3.8936 | 3.8936 | 3.8936 | 3.8936 | 3.8936 | 3.8936 | 3.8936 | 3.8936 | 3.8936 | 3.8936 | 3.8936 | 3.8936 | 3.8936 | 3.8936 | 3.8936 | 3.8936 | 3.8936 | 3.8936 | 3.8936 | 3.8936 | 3.8936 | 3.8936 | 3.8936 | 3.8936 | 3.8936 | 3.8936 | 3.8936 | 3.8936 | 3.8936 | 3.8936 | 3.8936 | 3.8936 | 3.8936 | 3.8936
52aA | Leakage Strategy - DS7 | 57.07h | Active leakage management | Resource Options | Y | Preferred (Most Likely) | WXWWSX | Ml/d | 2 | 0 | 0 | 0 | 0 | 0 | 0 | 0.4584 | 1.0368 | 1.7452 | 2.5636 | 3.502 | 5.2156 | 6.9292 | 8.6428 | 10.3564 | 12.07 | 12.952 | 13.834 | 14.716 | 15.598 | 16.48 | 17.362 | 18.244 | 19.126 | 20.008 | 20.89 | 21.772 | 22.654 | 23.536 | 24.418 | 25.3 | 25.3 | 25.3 | 25.3 | 25.3 | 25.3 | 25.3 | 25.3 | 25.3 | 25.3 | 25.3 | 25.3 | 25.3 | 25.3 | 25.3 | 25.3 | 25.3 | 25.3 | 25.3 | 25.3 | 25.3 | 25.3 | 25.3 | 25.3 | 25.3 | 25.3 | 25.3 | 25.3 | 25.3 | 25.3 | 25.3
52dA | Level 1 drought measures | 9.16a | Water efficiency customer education / awareness | Customer Options | N | Ofwat Core Programme | WXWWSX | Ml/d | 2 | 0 | 0 | 0 | 0 | 0 | 0 | 2.98 | 2.98 | 2.98 | 2.98 | 2.98 | 2.98 | 2.98 | 2.98 | 2.98 | 2.98 | 2.98 | 2.98 | 2.98 | 2.98 | 2.98 | 2.98 | 2.98 | 2.98 | 2.98 | 2.98 | 2.98 | 2.98 | 2.98 | 2.98 | 2.98 | 2.98 | 2.98 | 2.98 | 2.98 | 2.98 | 2.98 | 2.98 | 2.98 | 2.98 | 2.98 | 2.98 | 2.98 | 2.98 | 2.98 | 2.98 | 2.98 | 2.98 | 2.98 | 2.98 | 2.98 | 2.98 | 2.98 | 2.98 | 2.98 | 2.98 | 2.98 | 2.98 | 2.98 | 2.98 | 2.98
52dA | Level 1 drought measures | 9.16a | Water efficiency customer education / awareness | Customer Options | N | Preferred (Most Likely) | WXWWSX | Ml/d | 2 | 0 | 0 | 0 | 0 | 0 | 0 | 2.98 | 2.98 | 2.98 | 2.98 | 2.98 | 2.98 | 2.98 | 2.98 | 2.98 | 2.98 | 2.98 | 2.98 | 2.98 | 2.98 | 2.98 | 2.98 | 2.98 | 2.98 | 2.98 | 2.98 | 2.98 | 2.98 | 2.98 | 2.98 | 2.98 | 2.98 | 2.98 | 2.98 | 2.98 | 2.98 | 2.98 | 2.98 | 2.98 | 2.98 | 2.98 | 2.98 | 2.98 | 2.98 | 2.98 | 2.98 | 2.98 | 2.98 | 2.98 | 2.98 | 2.98 | 2.98 | 2.98 | 2.98 | 2.98 | 2.98 | 2.98 | 2.98 | 2.98 | 2.98 | 2.98
52dA | Level 1 drought measures | 9.16a | Water efficiency customer education / awareness | Customer Options | N | Alternative Programme 2 (Higher Alternative Need Pathway) | WXWWSX | Ml/d | 2 | 0 | 0 | 0 | 0 | 0 | 0 | 2.98 | 2.98 | 2.98 | 2.98 | 2.98 | 2.98 | 2.98 | 2.98 | 2.98 | 2.98 | 2.98 | 2.98 | 2.98 | 2.98 | 2.98 | 2.98 | 2.98 | 2.98 | 2.98 | 2.98 | 2.98 | 2.98 | 2.98 | 2.98 | 2.98 | 2.98 | 2.98 | 2.98 | 2.98 | 2.98 | 2.98 | 2.98 | 2.98 | 2.98 | 2.98 | 2.98 | 2.98 | 2.98 | 2.98 | 2.98 | 2.98 | 2.98 | 2.98 | 2.98 | 2.98 | 2.98 | 2.98 | 2.98 | 2.98 | 2.98 | 2.98 | 2.98 | 2.98 | 2.98 | 2.98
52dA | Level 1 drought measures | 9.16a | Water efficiency customer education / awareness | Customer Options | N | Alternative Programme 3 (Higher Alternative Need - No HA options available) | WXWWSX | Ml/d | 2 | 0 | 0 | 0 | 0 | 0 | 0 | 2.98 | 2.98 | 2.98 | 2.98 | 2.98 | 2.98 | 2.98 | 2.98 | 2.98 | 2.98 | 2.98 | 2.98 | 2.98 | 2.98 | 2.98 | 2.98 | 2.98 | 2.98 | 2.98 | 2.98 | 2.98 | 2.98 | 2.98 | 2.98 | 2.98 | 2.98 | 2.98 | 2.98 | 2.98 | 2.98 | 2.98 | 2.98 | 2.98 | 2.98 | 2.98 | 2.98 | 2.98 | 2.98 | 2.98 | 2.98 | 2.98 | 2.98 | 2.98 | 2.98 | 2.98 | 2.98 | 2.98 | 2.98 | 2.98 | 2.98 | 2.98 | 2.98 | 2.98 | 2.98 | 2.98
52dA | Level 1 drought measures | 9.16a | Water efficiency customer education / awareness | Customer Options | N | Alternative Programme 4 (Central Alternative Pathway 1) | WXWWSX | Ml/d | 2 | 0 | 0 | 0 | 0 | 0 | 0 | 2.98 | 2.98 | 2.98 | 2.98 | 2.98 | 2.98 | 2.98 | 2.98 | 2.98 | 2.98 | 2.98 | 2.98 | 2.98 | 2.98 | 2.98 | 2.98 | 2.98 | 2.98 | 2.98 | 2.98 | 2.98 | 2.98 | 2.98 | 2.98 | 2.98 | 2.98 | 2.98 | 2.98 | 2.98 | 2.98 | 2.98 | 2.98 | 2.98 | 2.98 | 2.98 | 2.98 | 2.98 | 2.98 | 2.98 | 2.98 | 2.98 | 2.98 | 2.98 | 2.98 | 2.98 | 2.98 | 2.98 | 2.98 | 2.98 | 2.98 | 2.98 | 2.98 | 2.98 | 2.98 | 2.98
52dA | Level 1 drought measures | 9.16a | Water efficiency customer education / awareness | Customer Options | N | Alternative Programme 5 - (Central Alternative Pathway 2) | WXWWSX | Ml/d | 2 | 0 | 0 | 0 | 0 | 0 | 0 | 2.98 | 2.98 | 2.98 | 2.98 | 2.98 | 2.98 | 2.98 | 2.98 | 2.98 | 2.98 | 2.98 | 2.98 | 2.98 | 2.98 | 2.98 | 2.98 | 2.98 | 2.98 | 2.98 | 2.98 | 2.98 | 2.98 | 2.98 | 2.98 | 2.98 | 2.98 | 2.98 | 2.98 | 2.98 | 2.98 | 2.98 | 2.98 | 2.98 | 2.98 | 2.98 | 2.98 | 2.98 | 2.98 | 2.98 | 2.98 | 2.98 | 2.98 | 2.98 | 2.98 | 2.98 | 2.98 | 2.98 | 2.98 | 2.98 | 2.98 | 2.98 | 2.98 | 2.98 | 2.98 | 2.98
52dA | Level 1 drought measures | 9.16a | Water efficiency customer education / awareness | Customer Options | N | Alternative Programme 6 (Central Alternative Pathway 3) | WXWWSX | Ml/d | 2 | 0 | 0 | 0 | 0 | 0 | 0 | 2.98 | 2.98 | 2.98 | 2.98 | 2.98 | 2.98 | 2.98 | 2.98 | 2.98 | 2.98 | 2.98 | 2.98 | 2.98 | 2.98 | 2.98 | 2.98 | 2.98 | 2.98 | 2.98 | 2.98 | 2.98 | 2.98 | 2.98 | 2.98 | 2.98 | 2.98 | 2.98 | 2.98 | 2.98 | 2.98 | 2.98 | 2.98 | 2.98 | 2.98 | 2.98 | 2.98 | 2.98 | 2.98 | 2.98 | 2.98 | 2.98 | 2.98 | 2.98 | 2.98 | 2.98 | 2.98 | 2.98 | 2.98 | 2.98 | 2.98 | 2.98 | 2.98 | 2.98 | 2.98 | 2.98
52dA | Level 1 drought measures | 9.16a | Water efficiency customer education / awareness | Customer Options | N | Alternative Programme 7 (Central Alternative Pathway 4) | WXWWSX | Ml/d | 2 | 0 | 0 | 0 | 0 | 0 | 0 | 2.98 | 2.98 | 2.98 | 2.98 | 2.98 | 2.98 | 2.98 | 2.98 | 2.98 | 2.98 | 2.98 | 2.98 | 2.98 | 2.98 | 2.98 | 2.98 | 2.98 | 2.98 | 2.98 | 2.98 | 2.98 | 2.98 | 2.98 | 2.98 | 2.98 | 2.98 | 2.98 | 2.98 | 2.98 | 2.98 | 2.98 | 2.98 | 2.98 | 2.98 | 2.98 | 2.98 | 2.98 | 2.98 | 2.98 | 2.98 | 2.98 | 2.98 | 2.98 | 2.98 | 2.98 | 2.98 | 2.98 | 2.98 | 2.98 | 2.98 | 2.98 | 2.98 | 2.98 | 2.98 | 2.98
52dA | Level 1 drought measures | 9.16a | Water efficiency customer education / awareness | Customer Options | N | Least Cost Programme | WXWWSX | Ml/d | 2 | 0 | 0 | 0 | 0 | 0 | 0 | 2.98 | 2.98 | 2.98 | 2.98 | 2.98 | 2.98 | 2.98 | 2.98 | 2.98 | 2.98 | 2.98 | 2.98 | 2.98 | 2.98 | 2.98 | 2.98 | 2.98 | 2.98 | 2.98 | 2.98 | 2.98 | 2.98 | 2.98 | 2.98 | 2.98 | 2.98 | 2.98 | 2.98 | 2.98 | 2.98 | 2.98 | 2.98 | 2.98 | 2.98 | 2.98 | 2.98 | 2.98 | 2.98 | 2.98 | 2.98 | 2.98 | 2.98 | 2.98 | 2.98 | 2.98 | 2.98 | 2.98 | 2.98 | 2.98 | 2.98 | 2.98 | 2.98 | 2.98 | 2.98 | 2.98

## 5a-5c. Cost Profiles
Cost Profile WRMP24 Table
| Water Company | Wessex Water | Version | Back to title page
For commercial reasons Table 5a-c is redacted and not available in the version of this document published on our website.

## 6. Drought Plan Links
Back to title page
Water Company | Wessex Water | Version
WRZ
Table 6: WRZ Level - Drought Plan Links | [7 empty] | Deployable Output Benefit (Ml/d) under Drought Severity of ~ 1 in 500 (0.2% chance in any given year) | [6 empty] | Deployable Output Benefit (Ml/d) under Drought Severity of 1 in 200 (0.5% chance in any given year) | [6 empty] | Deployable Output Benefit (Ml/d) under Worst Historic Drought Scenario (1975/76 - same as 1 in 200)
Row Ref | Drought Measure | Description | Type | Drought Plan Reference(s) | Included in FP scenario? Y or N | Unit | Decimal places | Base year | 2024-25 | 2029-30 | 2034-35 | 2039-40 | 2044-45 | 2049-50 | Base Year | 2024-25 | 2029-30 | 2034-35 | 2039-40 | 2044-45 | 2049-50 | Base Year | 2024-25 | 2029-30 | 2034-35 | 2039-40 | 2044-45 | 2049-50
1FPD | Appeals for restraint | NA% savings when an appeal for restraint is implemented. Savings incorporated as part of Phase 1 Water Efficiency Measures | Demand Side | page NA, para NA | No | Ml/d | 2 | 0 | 0 | 0 | 0 | 0 | 0 | 0 | 0 | 0 | 0 | 0 | 0 | 0 | 0 | 0 | 0 | 0 | 0 | 0 | 0 | 0
2FPD | Licensed drought only sources | List the names of all drought sources / sites | Supply Side | page NA, para NA | No | Ml/d | 2 | 0 | 0 | 0 | 0 | 0 | 0 | 0 | 0 | 0 | 0 | 0 | 0 | 0 | 0 | 0 | 0 | 0 | 0 | 0 | 0 | 0
3FPD | Other level 1 drought measures | Level 1a/1b leakage and water efficiency campaign. Note: benefits of appeals for restraint are not differenciated in the drought plan from Phase 1 water efficiency campaigns. | Demand Side | pages 31 to 38, para - see relevant section headings | Yes | Ml/d | 2 | 3.78 | 3.78 | 3.78 | 3.78 | 3.78 | 3.78 | 3.78 | 3.78 | 3.78 | 3.78 | 3.78 | 3.78 | 3.78 | 3.78 | 3.78 | 3.78 | 3.78 | 3.78 | 3.78 | 3.78 | 3.78
4FPD | Temporary Use Bans | 5% demand savings when a Temporary Use Ban is implemented | Demand Side | page 38, see section | Yes | Ml/d | 2 | 9.33 | 9.33 | 9.33 | 9.33 | 9.33 | 9.33 | 9.33 | 9.33 | 9.33 | 9.33 | 9.33 | 9.33 | 9.33 | 9.33 | 9.33 | 9.33 | 9.33 | 9.33 | 9.33 | 9.33 | 9.33
5FPD | Level 2 Drought Permits/Orders | Stour Sources (Corfe Mullen, Sturminster Marshall, Shapwick ), Empool and Litton Cheney | Supply Side | page NA, para NA | Yes | Ml/d | 2 | 2.08 | 2.08 | 2.08 | 2.08 | 2.08 | 2.08 | 2.08 | 2.08 | 2.08 | 2.08 | 2.08 | 2.08 | 2.08 | 2.08 | 2.08 | 2.08 | 2.08 | 2.08 | 2.08 | 2.08 | 2.08
6FPD | Other level 2 drought measures | NA | Demand Side | page NA, para NA | No | Ml/d | 2 | 0 | 0 | 0 | 0 | 0 | 0 | 0 | 0 | 0 | 0 | 0 | 0 | 0 | 0 | 0 | 0 | 0 | 0 | 0 | 0 | 0
7FPD | Non Essential Use Bans | 2% demand savings when a Non-Essential Use Ban is implemented | Demand Side | page 39, see section | No | Ml/d | 2 | 3.73 | 3.73 | 3.73 | 3.73 | 3.73 | 3.73 | 3.73 | 3.73 | 3.73 | 3.73 | 3.73 | 3.73 | 3.73 | 3.73 | 3.73 | 3.73 | 3.73 | 3.73 | 3.73 | 3.73 | 3.73
8FPD | Level 3 Drought Permits/Orders | Drought options screened from WRMP24 options based on environmental impact | Supply Side | page NA, para NA | Yes | Ml/d | 2 | 0.1 | 0.1 | 0.1 | 0.1 | 0.1 | 0.1 | 0.1 | 0.1 | 0.1 | 0.1 | 0.1 | 0.1 | 0.1 | 0.1 | 0.1 | 0.1 | 0.1 | 0.1 | 0.1 | 0.1 | 0.1
9FPD | Other level 3 drought measures | Please detail other level 3 drought measures | NA | page NA, para NA | No | Ml/d | 2 | 0 | 0 | 0 | 0 | 0 | 0 | 0 | 0 | 0 | 0 | 0 | 0 | 0 | 0 | 0 | 0 | 0 | 0 | 0 | 0 | 0
10FPD | TOTAL BENEFIT | Combined benefit from above drought measures for the drought scenario |  |  |  | Ml/d | 2 | 19.02 | 19.02 | 19.02 | 19.02 | 19.02 | 19.02 | 19.02 | 19.02 | 19.02 | 19.02 | 19.02 | 19.02 | 19.02 | 19.02 | 19.02 | 19.02 | 19.02 | 19.02 | 19.02 | 19.02 | 19.02
Row Ref | Component | Derivation |  |  |  | Unit | Decimal places | Base Year | 2024-25 | 2029-30 | 2034-35 | 2039-40 | 2044-45 | 2049-50 | Base Year | 2024-25 | 2029-30 | 2034-35 | 2039-40 | 2044-45 | 2049-50 | Base Year | 2024-25 | 2029-30 | 2034-35 | 2039-40 | 2044-45 | 2049-50
11.1FPD | Distribution Input Adjustment | Drought Demand Enhancement - for specific drought event (where applicable) |  |  |  | Ml/d | 2 |  | 0 | 0 | 0 | 0 | 0 | 0 |  | 0 | 0 | 0 | 0 | 0 | 0 |  | 0 | 0 | 0 | 0 | 0 | 0
11FPD | Distribution Input | 45FP + 11.1FPD |  |  |  | Ml/d | 2 |  | 345.294 | 328.1143 | 302.749 | 288.3387 | 280.2956 | 273.6307 |  | 345.294 | 328.1143 | 302.749 | 288.3387 | 280.2956 | 273.6307 |  | 345.294 | 328.1143 | 302.749 | 288.3387 | 280.2956 | 273.6307
12FPD | Water Available For Use (own sources) | 10FP - 7.5FP + 10FPD |  |  |  | Ml/d | 2 |  | 390.101 | 391.621 | 393.881 | 347.1783 | 338.3986 | 338.1486 |  | 386.071 | 387.591 | 389.851 | 343.1483 | 334.3686 | 334.1186 |  | 386.071 | 387.591 | 389.851 | 343.1483 | 334.3686 | 334.1186
13.1FPD | Import (+ve) and Export (-ve) Drought Adjustment | Drought Import/Export Adjustment for specific drought event (where applicable) |  |  |  | Ml/d | 2 |  | 0 | 0 | 0 | 0 | 0 | 0 |  | 0 | 0 | 0 | 0 | 0 | 0 |  | 0 | 0 | 0 | 0 | 0 | 0
13FPD | Total Water Available For Use | 12FPD + sum(2FP:5FP) + 13.1FPD |  |  |  | Ml/d | 2 |  | 401.9218 | 394.9166 | 400.4928 | 351.1602 | 342.2223 | 341.9203 |  | 397.8918 | 399.4118 | 401.6718 | 354.9691 | 346.1895 | 345.9395 |  | 397.8918 | 399.4118 | 401.6718 | 354.9691 | 346.1895 | 345.9395
16FPD | Target Headroom | 48FP |  |  |  | Ml/d | 2 |  | 14.4432 | 14.5567 | 14.6869 | 14.8267 | 14.9545 | 15.1332 |  | 14.4432 | 14.5567 | 14.6869 | 14.8267 | 14.9545 | 15.1332 |  | 14.4432 | 14.5567 | 14.6869 | 14.8267 | 14.9545 | 15.1332
16.1FPD | Target Headroom Adjustment | Target headroom adjustment for specific drought event (where applicable) |  |  |  | Ml/d | 2
17FPD | Available Headroom | 13FPD - 11FPD |  |  |  | Ml/d | 2 |  | 56.6278 | 66.8023 | 97.7438 | 62.8214 | 61.9267 | 68.2896 |  | 52.5978 | 71.2976 | 98.9228 | 66.6304 | 65.8939 | 72.3088 |  | 52.5978 | 71.2976 | 98.9228 | 66.6304 | 65.8939 | 72.3088
18FPD | Supply Demand Balance | 17FPD - (16FPD + 16.1FPD) |  |  |  | Ml/d | 2 |  | 42.1846 | 52.2456 | 83.0568 | 47.9947 | 46.9722 | 53.1564 |  | 38.1546 | 56.7408 | 84.2359 | 51.8037 | 50.9394 | 57.1756 |  | 38.1546 | 56.7408 | 84.2359 | 51.8037 | 50.9394 | 57.1756

## 7. Adaptive Programmes
Water Company | Wessex Water | Programme: | Preferred “most likely” pathway | WRZ(s) impacted | WXWWSX | Planning Scenario | DYAA - 1 in 500 |  | Back to title page
Description of key triggers for alternative programme activation | Decision point will be made in 2028 (WRMP and business plan) to progress design and development of options 39.01 and 39.02, alongside other options already taken forwards in the core pathway towards a trigger point in 2030 on whether to follow this pathway. To progress these scheme will depends on the latest understanding of the supply demand balance and specifically understanding of licence change volumes that are driving near term investment.
Monitoring and triggering of alternative programme | 2027/2028: monitoring of WINEP investigations and licence changes incorporated into draft and revised draft WRMP (business plan) as well as overall demand forecast to determine whether options 39.01 and 39.02 need to be taken forwards in design and development. 2030: Assessment of conclusion of WINEP investigations and magnitude of licence changes required in 2035 to determine if pathway is to be followed. If volume of licence changes required and future demand forecasts follow the central supply-demand balance scenario, then this pathways is followed.
Option differences to preferred (most likely) programme | Preferred Options Selected: 9.16, 9.19, 22.04, 39.01, 39.02, 41.01, 41.06, 57.07, 59.01, 70.01, 70.06
NPV cost associated with programme (£m) | 834.3256 | Likelihood | 21% | Earliest expected trigger year | 2030 | Version | 1
Table 7a: WC level - Alternative Programme Preferred “most likely” pathway Baseline SDB | [10 empty] | 5 Year totals
WRMP24 Reference | BL SDB Component | Unit |  | Decimal places | 2024/25 | 2025/26 | 2026/27 | 2027/28 | 2028/29 | 2029/30 | 2034/35 | 2039/40 | 2044/45 | 2049/50 | 2054/55 | 2059/60 | 2064/65 | 2069/70 | 2074/75 | 2079/80 | 2084/85 | 2089/90 | 2094/95 | 2099/100
AP1BL | Distribution Input | Ml/d |  | 2 | 345.29 | 345.64 | 346.11 | 346.68 | 347.37 | 348.01 | 351.12 | 354.46 | 357.52 | 361.79 | 366.26 | 371.12 | 375.92 | 380.68 | 385.39 | 390.11
AP2BL | Total Water Available For Use | Ml/d |  | 2 | 382.9 | 375.36 | 374.97 | 374.68 | 374.39 | 374.13 | 366.18 | 316.61 | 311.7 | 311.4 | 309.17 | 308.88 | 308.61 | 308.32 | 308.04 | 307.76
AP3BL | Target Headroom | Ml/d |  | 2 | 14.44 | 14.46 | 14.48 | 14.5 | 14.53 | 14.56 | 14.69 | 14.83 | 14.95 | 15.13 | 15.32 | 15.52 | 15.72 | 15.92 | 16.12 | 16.32
AP5BL | Supply Demand Balance | Ml/d |  | 2 | 23.16 | 15.26 | 14.38 | 13.5 | 12.5 | 11.56 | 0.38 | -52.68 | -60.77 | -65.52 | -72.41 | -77.76 | -83.04 | -88.29 | -93.47 | -98.67
Table 7b: WC level - Alternative Programme Preferred “most likely” pathway Final Plan SDB |  |  |  |  | 5 Year totals 2034/35: 5 Year totals
WRMP24 Reference | FP SDB Component | Unit |  | Decimal places | 2024/25 | 2025/26 | 2026/27 | 2027/28 | 2028/29 | 2029/30 | 2034/35 | 2039/40 | 2044/45 | 2049/50 | 2054/55 | 2059/60 | 2064/65 | 2069/70 | 2074/75 | 2079/80 | 2084/85 | 2089/90 | 2094/95 | 2099/100
AP1FP | Distribution Input | Ml/d |  | 2 | 345.29 | 330.16 | 326.26 | 322.44 | 318.75 | 315.01 | 289.64 | 275.23 | 267.19 | 260.52 | 266.15 | 270.18 | 272.03 | 272.36 | 271.57 | 272.58
AP2FP | Total Water Available For Use | Ml/d |  | 2 | 382.9 | 381.57 | 381.18 | 380.89 | 380.6 | 380.34 | 381.39 | 334.32 | 325.38 | 325.08 | 320.67 | 320.38 | 323.02 | 322.73 | 322.45 | 322.17
AP3FP | Target Headroom | Ml/d |  | 2 | 14.44 | 14.46 | 14.48 | 14.5 | 14.53 | 14.56 | 14.69 | 14.83 | 14.95 | 15.13 | 15.32 | 15.52 | 15.72 | 15.92 | 16.12 | 16.32
AP4FP | Supply Demand Balance | Ml/d |  | 2 | 23.17 | 36.95 | 40.44 | 43.95 | 47.32 | 50.77 | 77.06 | 44.26 | 43.24 | 49.43 | 39.2 | 34.68 | 35.27 | 34.45 | 34.76 | 33.27
Table 7c: WC level - Alternative Programme Preferred “most likely” pathway Totex |  |  |  |  | 5 Year totals 2034/35: 5 Year totals
WRMP24 Reference | Expenditure element | Expenditure type | Unit | Decimal places | 2024/25 | 2025/26 | 2026/27 | 2027/28 | 2028/29 | 2029/30 | 2034/35 | 2039/40 | 2044/45 | 2049/50 | 2054/55 | 2059/60 | 2064/65 | 2069/70 | 2074/75 | 2079/80 | 2084/85 | 2089/90 | 2094/95 | 2099/100
AP6FP | Totex increases (base) | Totex | £M | 3 | 0.099 | 22.666 | 24.812 | 26.098 | 31.106 | 40.012 | 86.093 | 22.735 | 39.837 | 47.202 | 33.499 | 29.027 | 31.172 | 24.255 | 39.818 | 31.647
AP7FP | Totex savings (base) | Totex | £M | 3 | 0 | 0 | 0 | 0 | 0 | 0 | 0 | 0 | 0 | 0 | 0 | 0 | 0 | 0 | 0 | 0
AP8FP | Totex total (base) | Totex | £M | 3 | 0.099 | 22.666 | 24.812 | 26.098 | 31.106 | 40.012 | 86.093 | 22.735 | 39.837 | 47.202 | 33.499 | 29.027 | 31.172 | 24.255 | 39.818 | 31.647
Table 7d: WC level - Alternative Programme Preferred “most likely” pathway Enhancement Expenditure |  |  |  |  | 5 Year totals 2034/35: 5 Year totals
WRMP24 Reference | Expenditure element | Expenditure type | Unit | Decimal places | 2024/25 | 2025/26 | 2026/27 | 2027/28 | 2028/29 | 2029/30 | 2034/35 | 2039/40 | 2044/45 | 2049/50 | 2054/55 | 2059/60 | 2064/65 | 2069/70 | 2074/75 | 2079/80 | 2084/85 | 2089/90 | 2094/95 | 2099/100
AP9FP | Total enhancement expenditure | Capex | £M | 3 | 0.099 | 19.925 | 21.483 | 22.269 | 26.427 | 35.127 | 75.003 | 12.851 | 29.243 | 36.029 | 24.188 | 19.536 | 21.325 | 14.229 | 29.612 | 21.261
AP10FP | Total enhancement expenditure | Opex | £M | 3 | 0 | 2.741 | 3.329 | 3.829 | 4.679 | 4.885 | 11.09 | 9.884 | 10.594 | 11.174 | 9.311 | 9.491 | 9.847 | 10.026 | 10.206 | 10.386
AP11FP | Total enhancement expenditure | Totex | £M | 3 | 0.099 | 22.666 | 24.812 | 26.098 | 31.106 | 40.012 | 86.093 | 22.735 | 39.837 | 47.203 | 33.499 | 29.027 | 31.172 | 24.255 | 39.818 | 31.647
Water Company | Wessex Water | Programme: | Ofwat Core Programme | WRZ(s) impacted | 2024/25: WXWWSX; 2025/26: Planning Scenario; 2026/27: DYAA - 1 in 500
Description of key triggers for alternative programme activation | Decision point will be made in 2028 (WRMP and business plan) to progress design and development of options 39.02, 38.01 and 38.11 alongside other options already taken forwards in the core pathway towards a trigger point in 2030 on whether to follow this pathway. To progress these scheme will depends on the latest understanding of the supply demand balance and specifically understanding of licence change volumes that are driving near term investment and whether we need to follow a higher need pathway.
Monitoring and triggering of alternative programme | 2027/2028: monitoring of WINEP investigations and licence changes incorporated into draft and revised draft WRMP (business plan) as well as overall demand forecast to determine whether options 39.02, 38.01 and 38.11 need to be taken forwards in design and development. 2030: Assessment of conclusion of WINEP investigations and magnitude of licence changes required in 2035 to determine if pathway is to be followed. If volume of licence changes required and future demand forecasts follow the high supply-demand balance scenario, then this pathways is followed.
Option differences to preferred (most likely) programme | Additional options selected: 34.1, 52.02, 55.05, 70.02, 70.03, 70.04, 70.05, 70.07 (selected for design and development in Ofwat Core AMP8 to keep alternative pathways to the core and preferred programme open) Preferred options removed: 39.01 and 39.02 (options selected later on in the preferred programme so not in the common core programme)
NPV cost associated with programme (£m) | 754.2135 | Likelihood | 20% | Earliest expected trigger year | 2024/25: 2025; 2025/26: Version; 2026/27: 1
Table 7a: WC level - Alternative Programme Ofwat Core Programme Baseline SDB |  |  |  |  | 5 Year totals 2034/35: 5 Year totals
WRMP24 Reference | BL SDB Component | Unit |  | Decimal places | 2024/25 | 2025/26 | 2026/27 | 2027/28 | 2028/29 | 2029/30 | 2034/35 | 2039/40 | 2044/45 | 2049/50 | 2054/55 | 2059/60 | 2064/65 | 2069/70 | 2074/75 | 2079/80 | 2084/85 | 2089/90 | 2094/95 | 2099/100
AP1BL | Distribution Input | Ml/d |  | 2 | 345.29 | 345.64 | 346.11 | 346.68 | 347.37 | 348.01 | 351.12 | 354.46 | 357.52 | 361.79 | 366.26 | 371.12 | 375.92 | 380.68 | 385.39 | 390.11
AP2BL | Total Water Available For Use | Ml/d |  | 2 | 382.9 | 375.36 | 374.97 | 374.68 | 374.39 | 374.13 | 366.18 | 316.61 | 311.7 | 311.4 | 309.17 | 308.88 | 308.61 | 308.32 | 308.04 | 307.76
AP3BL | Target Headroom | Ml/d |  | 2 | 14.44 | 14.46 | 14.48 | 14.5 | 14.53 | 14.56 | 14.69 | 14.83 | 14.95 | 15.13 | 15.32 | 15.52 | 15.72 | 15.92 | 16.12 | 16.32
AP5BL | Supply Demand Balance | Ml/d |  | 2 | 23.16 | 15.26 | 14.38 | 13.5 | 12.5 | 11.56 | 0.38 | -52.68 | -60.77 | -65.52 | -72.41 | -77.76 | -83.04 | -88.29 | -93.47 | -98.67
Table 7b: WC level - Alternative Programme Ofwat Core Programme Final Plan SDB |  |  |  |  | 5 Year totals 2034/35: 5 Year totals
WRMP24 Reference | FP SDB Component | Unit |  | Decimal places | 2024/25 | 2025/26 | 2026/27 | 2027/28 | 2028/29 | 2029/30 | 2034/35 | 2039/40 | 2044/45 | 2049/50 | 2054/55 | 2059/60 | 2064/65 | 2069/70 | 2074/75 | 2079/80 | 2084/85 | 2089/90 | 2094/95 | 2099/100
AP1FP | Distribution Input | Ml/d |  | 2 | 345.29 | 330.16 | 326.26 | 322.44 | 318.75 | 315.01 | 289.64 | 275.23 | 267.19 | 260.52 | 266.15 | 270.18 | 272.03 | 272.36 | 271.57 | 272.58
AP2FP | Total Water Available For Use | Ml/d |  | 2 | 382.9 | 381.57 | 381.18 | 380.89 | 380.6 | 380.34 | 377.39 | 327.82 | 318.88 | 318.58 | 314.17 | 313.88 | 313.61 | 313.32 | 313.04 | 312.76
AP3FP | Target Headroom | Ml/d |  | 2 | 14.44 | 14.46 | 14.48 | 14.5 | 14.53 | 14.56 | 14.69 | 14.83 | 14.95 | 15.13 | 15.32 | 15.52 | 15.72 | 15.92 | 16.12 | 16.32
AP4FP | Supply Demand Balance | Ml/d |  | 2 | 23.17 | 36.95 | 40.44 | 43.95 | 47.32 | 50.77 | 73.06 | 37.76 | 36.74 | 42.93 | 32.7 | 28.18 | 25.86 | 25.04 | 25.35 | 23.86
Table 7c: WC level - Alternative Programme Ofwat Core Programme Totex |  |  |  |  | 5 Year totals 2034/35: 5 Year totals
WRMP24 Reference | Expenditure element | Expenditure type | Unit | Decimal places | 2024/25 | 2025/26 | 2026/27 | 2027/28 | 2028/29 | 2029/30 | 2034/35 | 2039/40 | 2044/45 | 2049/50 | 2054/55 | 2059/60 | 2064/65 | 2069/70 | 2074/75 | 2079/80 | 2084/85 | 2089/90 | 2094/95 | 2099/100
AP6FP | Totex increases (base) | Totex | £M | 3 | 0 | 20.765 | 21.659 | 22.379 | 21.46 | 30.275 | 100.58 | 50.181 | 15.06 | 8.304 | 62.274 | 20.744 | 11.161 | 8.928 | 50.661 | 9.129
AP7FP | Totex savings (base) | Totex | £M | 3 | 0 | 0 | 0 | 0 | 0 | 0 | 0 | 0 | 0 | 0 | 0 | 0 | 0 | 0 | 0 | 0
AP8FP | Totex total (base) | Totex | £M | 3 | 0 | 20.765 | 21.659 | 22.379 | 21.46 | 30.275 | 100.58 | 50.181 | 15.06 | 8.304 | 62.274 | 20.744 | 11.161 | 8.928 | 50.661 | 9.129
Table 7d: WC level - Alternative Programme Ofwat Core Programme Enhancement Expenditure |  |  |  |  | 5 Year totals 2034/35: 5 Year totals
WRMP24 Reference | Expenditure element | Expenditure type | Unit | Decimal places | 2024/25 | 2025/26 | 2026/27 | 2027/28 | 2028/29 | 2029/30 | 2034/35 | 2039/40 | 2044/45 | 2049/50 | 2054/55 | 2059/60 | 2064/65 | 2069/70 | 2074/75 | 2079/80 | 2084/85 | 2089/90 | 2094/95 | 2099/100
AP9FP | Total enhancement expenditure | Capex | £M | 3 | 0 | 25.777 | 26.901 | 27.553 | 27.439 | 34.244 | 103.857 | 51.532 | 17.194 | 10.264 | 60.519 | 20.445 | 10.602 | 6.974 | 50.168 | 8.38
AP10FP | Total enhancement expenditure | Opex | £M | 3 | 0 | 2.484 | 2.763 | 2.942 | 3.525 | 3.366 | 4.126 | 5.684 | 6.553 | 7.521 | 7.822 | 8.024 | 8.226 | 8.428 | 8.629 | 8.829
AP11FP | Total enhancement expenditure | Totex | £M | 3 | 0 | 28.261 | 29.664 | 30.495 | 30.964 | 37.61 | 107.983 | 57.216 | 23.747 | 17.785 | 68.341 | 28.469 | 18.828 | 15.402 | 58.797 | 17.209
Water Company | Wessex Water | Programme: | Least Cost Programme | WRZ(s) impacted | 2024/25: WXWWSX; 2025/26: Planning Scenario; 2026/27: DYAA - 1 in 500
Description of key triggers for alternative programme activation | NA - least cost plan reported here as per planning table guidance requirements, but is not part of the adaptive plan
Monitoring and triggering of alternative programme | NA - least cost plan reported here as per planning table guidance requirements, but is not part of the adaptive plan
Option differences to preferred (most likely) programme | Additional options selected: 18.28, 34.1, 38.11, 52.02, 57.06, 70.03 Preferred options removed: 22.04, 57.07
NPV cost associated with programme (£m) | 550.2423 | Likelihood | N/A | Earliest expected trigger year | 2024/25: N/A; 2025/26: Version; 2026/27: 1
Table 7a: WC level - Alternative Programme Least Cost Programme Baseline SDB |  |  |  |  | 5 Year totals 2034/35: 5 Year totals
WRMP24 Reference | BL SDB Component | Unit |  | Decimal places | 2024/25 | 2025/26 | 2026/27 | 2027/28 | 2028/29 | 2029/30 | 2034/35 | 2039/40 | 2044/45 | 2049/50 | 2054/55 | 2059/60 | 2064/65 | 2069/70 | 2074/75 | 2079/80 | 2084/85 | 2089/90 | 2094/95 | 2099/100
AP1BL | Distribution Input | Ml/d |  | 2 | 345.29 | 345.64 | 346.11 | 346.68 | 347.37 | 348.01 | 351.12 | 354.46 | 357.52 | 361.79 | 366.26 | 371.12 | 375.92 | 380.68 | 385.39 | 390.11
AP2BL | Total Water Available For Use | Ml/d |  | 2 | 382.9 | 375.36 | 374.97 | 374.68 | 374.39 | 374.13 | 366.18 | 316.61 | 311.7 | 311.4 | 309.17 | 308.88 | 308.61 | 308.32 | 308.04 | 307.76
AP3BL | Target Headroom | Ml/d |  | 2 | 14.44 | 14.46 | 14.48 | 14.5 | 14.53 | 14.56 | 14.69 | 14.83 | 14.95 | 15.13 | 15.32 | 15.52 | 15.72 | 15.92 | 16.12 | 16.32
AP5BL | Supply Demand Balance | Ml/d |  | 2 | 23.16 | 15.26 | 14.38 | 13.5 | 12.5 | 11.56 | 0.38 | -52.68 | -60.77 | -65.52 | -72.41 | -77.76 | -83.04 | -88.29 | -93.47 | -98.67
Table 7b: WC level - Alternative Programme Least Cost Programme Final Plan SDB |  |  |  |  | 5 Year totals 2034/35: 5 Year totals
WRMP24 Reference | FP SDB Component | Unit |  | Decimal places | 2024/25 | 2025/26 | 2026/27 | 2027/28 | 2028/29 | 2029/30 | 2034/35 | 2039/40 | 2044/45 | 2049/50 | 2054/55 | 2059/60 | 2064/65 | 2069/70 | 2074/75 | 2079/80 | 2084/85 | 2089/90 | 2094/95 | 2099/100
AP1FP | Distribution Input | Ml/d |  | 2 | 345.29 | 331.61 | 330.64 | 329.74 | 328.94 | 328.08 | 324.71 | 317.8 | 310.37 | 304.31 | 303.7 | 302.97 | 301.6 | 299.74 | 297.47 | 295.98
AP2FP | Total Water Available For Use | Ml/d |  | 2 | 382.9 | 381.57 | 381.18 | 380.89 | 380.6 | 380.34 | 381.39 | 353.98 | 347.54 | 347.24 | 342.83 | 342.54 | 342.27 | 341.98 | 341.7 | 341.42
AP3FP | Target Headroom | Ml/d |  | 2 | 14.44 | 14.46 | 14.48 | 14.5 | 14.53 | 14.56 | 14.69 | 14.83 | 14.95 | 15.13 | 15.32 | 15.52 | 15.72 | 15.92 | 16.12 | 16.32
AP4FP | Supply Demand Balance | Ml/d |  | 2 | 23.17 | 35.5 | 36.06 | 36.65 | 37.13 | 37.7 | 41.99 | 21.35 | 22.22 | 27.8 | 23.81 | 24.05 | 24.95 | 26.32 | 28.11 | 29.12
Table 7c: WC level - Alternative Programme Least Cost Programme Totex |  |  |  |  | 5 Year totals 2034/35: 5 Year totals
WRMP24 Reference | Expenditure element | Expenditure type | Unit | Decimal places | 2024/25 | 2025/26 | 2026/27 | 2027/28 | 2028/29 | 2029/30 | 2034/35 | 2039/40 | 2044/45 | 2049/50 | 2054/55 | 2059/60 | 2064/65 | 2069/70 | 2074/75 | 2079/80 | 2084/85 | 2089/90 | 2094/95 | 2099/100
AP6FP | Totex increases (base) | Totex | £M | 3 | 0 | 1.51 | 3.262 | 3.839 | 4.671 | 6.48 | 95.148 | 8.929 | 8.236 | 7.311 | 48.817 | 14.152 | 9.909 | 8.218 | 49.624 | 14.957
AP7FP | Totex savings (base) | Totex | £M | 3 | 0 | 0 | 0 | 0 | 0 | 0 | 0 | 0 | 0 | 0 | 0 | 0 | 0 | 0 | 0 | 0
AP8FP | Totex total (base) | Totex | £M | 3 | 0 | 1.51 | 3.262 | 3.839 | 4.671 | 6.48 | 95.148 | 8.929 | 8.236 | 7.311 | 48.817 | 14.152 | 9.909 | 8.218 | 49.624 | 14.957
Table 7d: WC level - Alternative Programme Least Cost Programme Enhancement Expenditure |  |  |  |  | 5 Year totals 2034/35: 5 Year totals
WRMP24 Reference | Expenditure element | Expenditure type | Unit | Decimal places | 2024/25 | 2025/26 | 2026/27 | 2027/28 | 2028/29 | 2029/30 | 2034/35 | 2039/40 | 2044/45 | 2049/50 | 2054/55 | 2059/60 | 2064/65 | 2069/70 | 2074/75 | 2079/80 | 2084/85 | 2089/90 | 2094/95 | 2099/100
AP9FP | Total enhancement expenditure | Capex | £M | 3 | 0 | 7.775 | 9.759 | 10.266 | 11.903 | 11.703 | 99.642 | 11.501 | 11.589 | 10.491 | 48.282 | 15.073 | 10.57 | 7.484 | 50.351 | 15.428
AP10FP | Total enhancement expenditure | Opex | £M | 3 | 0 | 1.23 | 1.509 | 1.688 | 2.272 | 2.112 | 2.909 | 4.464 | 5.333 | 6.3 | 6.602 | 6.804 | 7.006 | 7.208 | 7.408 | 7.609
AP11FP | Total enhancement expenditure | Totex | £M | 3 | 0 | 9.005 | 11.268 | 11.954 | 14.175 | 13.815 | 102.551 | 15.965 | 16.922 | 16.791 | 54.884 | 21.877 | 17.576 | 14.692 | 57.759 | 23.037
Water Company | Wessex Water | Programme: | Alternative Programme 2 (Higher Alternative Need Pathway) | WRZ(s) impacted | 2024/25: WXWWSX; 2025/26: Planning Scenario; 2026/27: DYAA - 1 in 500
Description of key triggers for alternative programme activation | Decision point will be made in 2028 (WRMP and business plan) to progress design and development of options 39.02, 38.01 and 38.11 alongside other options already taken forwards in the core pathway towards a trigger point in 2030 on whether to follow this pathway. To progress these scheme will depends on the latest understanding of the supply demand balance and specifically understanding of licence change volumes that are driving near term investment and whether we need to follow a higher need pathway.
Monitoring and triggering of alternative programme | 2027/2028: monitoring of WINEP investigations and licence changes incorporated into draft and revised draft WRMP (business plan) as well as overall demand forecast to determine whether options 39.02, 38.01 and 38.11 need to be taken forwards in design and development. 2030: Assessment of conclusion of WINEP investigations and magnitude of licence changes required in 2035 to determine if pathway is to be followed. If volume of licence changes required and future demand forecasts follow the high supply-demand balance scenario, then this pathways is followed.
Option differences to preferred (most likely) programme | Additional options selected: 18.1, 21.12, 21.13, 30.02, 32.36, 33.01, 34.1, 38.01, 38.11, 38.12, 52.02, 70.03 Preferred options removed: 22.04
NPV cost associated with programme (£m) | 1258.8499 | Likelihood | 10% | Earliest expected trigger year | 2024/25: 2030; 2025/26: Version; 2026/27: 1
Table 7a: WC level - Alternative Programme Alternative Programme 2 (Higher Alternative Need Pathway) Baseline SDB |  |  |  |  | 5 Year totals 2034/35: 5 Year totals
WRMP24 Reference | BL SDB Component | Unit |  | Decimal places | 2024/25 | 2025/26 | 2026/27 | 2027/28 | 2028/29 | 2029/30 | 2034/35 | 2039/40 | 2044/45 | 2049/50 | 2054/55 | 2059/60 | 2064/65 | 2069/70 | 2074/75 | 2079/80 | 2084/85 | 2089/90 | 2094/95 | 2099/100
AP1BL | Distribution Input | Ml/d |  | 2 | 346.5 | 347.61 | 348.85 | 350.23 | 351.46 | 352.63 | 358.23 | 363.35 | 368.42 | 374.57 | 380.96 | 387.76 | 394.54 | 401.28 | 407.99 | 414.7
AP2BL | Total Water Available For Use | Ml/d |  | 2 | 382.97 | 375.57 | 375.25 | 375.02 | 374.79 | 374.58 | 366.95 | 283.65 | 271.1 | 270.83 | 267.98 | 267.7 | 267.42 | 267.13 | 266.85 | 266.57
AP3BL | Target Headroom | Ml/d |  | 2 | 14.49 | 14.54 | 14.59 | 14.65 | 14.7 | 14.75 | 14.98 | 15.2 | 15.41 | 15.67 | 15.94 | 16.22 | 16.5 | 16.79 | 17.07 | 17.35
AP5BL | Supply Demand Balance | Ml/d |  | 2 | 21.98 | 13.41 | 11.81 | 10.14 | 8.63 | 7.2 | -6.27 | -94.9 | -112.72 | -119.41 | -128.91 | -136.28 | -143.62 | -150.94 | -158.2 | -165.47
Table 7b: WC level - Alternative Programme Alternative Programme 2 (Higher Alternative Need Pathway) Final Plan SDB |  |  |  |  | 5 Year totals 2034/35: 5 Year totals
WRMP24 Reference | FP SDB Component | Unit |  | Decimal places | 2024/25 | 2025/26 | 2026/27 | 2027/28 | 2028/29 | 2029/30 | 2034/35 | 2039/40 | 2044/45 | 2049/50 | 2054/55 | 2059/60 | 2064/65 | 2069/70 | 2074/75 | 2079/80 | 2084/85 | 2089/90 | 2094/95 | 2099/100
AP1FP | Distribution Input | Ml/d |  | 2 | 346.5 | 332.13 | 329 | 325.99 | 322.84 | 319.63 | 296.75 | 284.12 | 278.09 | 273.3 | 280.85 | 286.82 | 290.65 | 292.96 | 294.17 | 297.17
AP2FP | Total Water Available For Use | Ml/d |  | 2 | 382.97 | 381.78 | 381.46 | 381.23 | 381 | 380.79 | 382.16 | 320.61 | 308.48 | 308.21 | 303.18 | 325.81 | 327.53 | 327.24 | 326.96 | 326.68
AP3FP | Target Headroom | Ml/d |  | 2 | 14.49 | 14.54 | 14.59 | 14.65 | 14.7 | 14.75 | 14.98 | 15.2 | 15.41 | 15.67 | 15.94 | 16.22 | 16.5 | 16.79 | 17.07 | 17.35
AP4FP | Supply Demand Balance | Ml/d |  | 2 | 21.98 | 35.11 | 37.87 | 40.59 | 43.46 | 46.41 | 70.43 | 21.29 | 14.98 | 19.24 | 6.39 | 22.77 | 20.38 | 17.49 | 15.72 | 12.16
Table 7c: WC level - Alternative Programme Alternative Programme 2 (Higher Alternative Need Pathway) Totex |  |  |  |  | 5 Year totals 2034/35: 5 Year totals
WRMP24 Reference | Expenditure element | Expenditure type | Unit | Decimal places | 2024/25 | 2025/26 | 2026/27 | 2027/28 | 2028/29 | 2029/30 | 2034/35 | 2039/40 | 2044/45 | 2049/50 | 2054/55 | 2059/60 | 2064/65 | 2069/70 | 2074/75 | 2079/80 | 2084/85 | 2089/90 | 2094/95 | 2099/100
AP6FP | Totex increases (base) | Totex | £M | 3 | 0 | 19.718 | 21.085 | 22.163 | 27.339 | 33.17 | 134.157 | 26.391 | 32.067 | 53.751 | 90.958 | 42.147 | 25.796 | 15.873 | 97.046 | 43.533
AP7FP | Totex savings (base) | Totex | £M | 3 | 0 | 2.741 | 3.329 | 3.829 | 4.679 | 4.885 | 11.09 | 13.734 | 14.857 | 15.437 | 13.574 | 16.366 | 16.625 | 16.804 | 16.984 | 17.164
AP8FP | Totex total (base) | Totex | £M | 3 | 0 | 22.459 | 24.414 | 25.992 | 32.018 | 38.055 | 145.247 | 40.125 | 46.924 | 69.188 | 104.532 | 58.513 | 42.421 | 32.677 | 114.03 | 60.697
Table 7d: WC level - Alternative Programme Alternative Programme 2 (Higher Alternative Need Pathway) Enhancement Expenditure |  |  |  |  | 5 Year totals 2034/35: 5 Year totals
WRMP24 Reference | Expenditure element | Expenditure type | Unit | Decimal places | 2024/25 | 2025/26 | 2026/27 | 2027/28 | 2028/29 | 2029/30 | 2034/35 | 2039/40 | 2044/45 | 2049/50 | 2054/55 | 2059/60 | 2064/65 | 2069/70 | 2074/75 | 2079/80 | 2084/85 | 2089/90 | 2094/95 | 2099/100
AP9FP | Total enhancement expenditure | Capex | £M | 3 | 0 | 19.718 | 21.085 | 22.163 | 27.339 | 33.17 | 134.157 | 26.391 | 32.067 | 53.751 | 90.958 | 42.147 | 25.796 | 15.873 | 97.046 | 43.533
AP10FP | Total enhancement expenditure | Opex | £M | 3 | 0 | 2.741 | 3.329 | 3.829 | 4.679 | 4.885 | 11.09 | 13.734 | 14.857 | 15.437 | 13.574 | 16.533 | 17.018 | 17.197 | 17.377 | 17.734
AP11FP | Total enhancement expenditure | Totex | £M | 3 | 0 | 22.459 | 24.414 | 25.992 | 32.018 | 38.055 | 145.247 | 40.125 | 46.924 | 69.188 | 104.532 | 58.68 | 42.814 | 33.07 | 114.423 | 61.267
Water Company | Wessex Water | Programme: | Alternative Programme 3 (Higher Alternative Need - No HA options available) | WRZ(s) impacted | 2024/25: WXWWSX; 2025/26: Planning Scenario; 2026/27: DYAA - 1 in 500
Description of key triggers for alternative programme activation | Decision point will be made in 2028 (WRMP and business plan) to progress design and development of options 39.01, 39.02, 33.01, 18.28, 38.11 alongside other options already taken forwards in the core pathway towards a trigger point in 2030 on whether to follow this pathway. Triggers are the same as Alternative Programme 2, except with additional monitoring of WINEP programme on the environmental and technical feasibility of development of new options in the Hampshire Avon catchment.
Monitoring and triggering of alternative programme | Monitoring and triggering of alternative programme is the same as Alternative Programme 3: If volume of licence changes required and future demand forecasts follow the high supply-demand balance scenario AND Hampsire Avon options are not viable then this pathways is followed.
Option differences to preferred (most likely) programme | Additional options selected: 18.1, 18.28, 21.13, 25.03, 30.02, 32.36, 33.01, 38.11, 38.12, 52.02, 54.06, 55.05, 70.02, 70.04 Preferred options removed: 22.04, 70.01
NPV cost associated with programme (£m) | 1367.8109 | Likelihood | 10% | Earliest expected trigger year | 2024/25: 2030; 2025/26: Version; 2026/27: 1
Table 7a: WC level - Alternative Programme Alternative Programme 3 (Higher Alternative Need - No HA options available) Baseline SDB |  |  |  |  | 5 Year totals 2034/35: 5 Year totals
WRMP24 Reference | BL SDB Component | Unit |  | Decimal places | 2024/25 | 2025/26 | 2026/27 | 2027/28 | 2028/29 | 2029/30 | 2034/35 | 2039/40 | 2044/45 | 2049/50 | 2054/55 | 2059/60 | 2064/65 | 2069/70 | 2074/75 | 2079/80 | 2084/85 | 2089/90 | 2094/95 | 2099/100
AP1BL | Distribution Input | Ml/d |  | 2 | 346.5 | 347.61 | 348.85 | 350.23 | 351.46 | 352.63 | 358.23 | 363.35 | 368.42 | 374.57 | 380.96 | 387.76 | 394.54 | 401.28 | 407.99 | 414.7
AP2BL | Total Water Available For Use | Ml/d |  | 2 | 382.97 | 375.57 | 375.25 | 375.02 | 374.79 | 374.58 | 366.95 | 283.65 | 271.1 | 270.83 | 267.98 | 267.7 | 267.42 | 267.13 | 266.85 | 266.57
AP3BL | Target Headroom | Ml/d |  | 2 | 14.49 | 14.54 | 14.59 | 14.65 | 14.7 | 14.75 | 14.98 | 15.2 | 15.41 | 15.67 | 15.94 | 16.22 | 16.5 | 16.79 | 17.07 | 17.35
AP5BL | Supply Demand Balance | Ml/d |  | 2 | 21.98 | 13.41 | 11.81 | 10.14 | 8.63 | 7.2 | -6.27 | -94.9 | -112.72 | -119.41 | -128.91 | -136.28 | -143.62 | -150.94 | -158.2 | -165.47
Table 7b: WC level - Alternative Programme Alternative Programme 3 (Higher Alternative Need - No HA options available) Final Plan SDB |  |  |  |  | 5 Year totals 2034/35: 5 Year totals
WRMP24 Reference | FP SDB Component | Unit |  | Decimal places | 2024/25 | 2025/26 | 2026/27 | 2027/28 | 2028/29 | 2029/30 | 2034/35 | 2039/40 | 2044/45 | 2049/50 | 2054/55 | 2059/60 | 2064/65 | 2069/70 | 2074/75 | 2079/80 | 2084/85 | 2089/90 | 2094/95 | 2099/100
AP1FP | Distribution Input | Ml/d |  | 2 | 346.5 | 332.13 | 329 | 325.99 | 322.84 | 319.63 | 296.75 | 284.12 | 278.09 | 273.3 | 280.85 | 286.82 | 290.65 | 292.96 | 294.17 | 297.17
AP2FP | Total Water Available For Use | Ml/d |  | 2 | 382.97 | 381.78 | 381.46 | 381.23 | 381 | 380.79 | 382.16 | 319.52 | 310.94 | 310.67 | 305.64 | 319.86 | 321.58 | 330.04 | 329.76 | 329.48
AP3FP | Target Headroom | Ml/d |  | 2 | 14.49 | 14.54 | 14.59 | 14.65 | 14.7 | 14.75 | 14.98 | 15.2 | 15.41 | 15.67 | 15.94 | 16.22 | 16.5 | 16.79 | 17.07 | 17.35
AP4FP | Supply Demand Balance | Ml/d |  | 2 | 21.98 | 35.11 | 37.87 | 40.59 | 43.46 | 46.41 | 70.43 | 20.2 | 17.44 | 21.7 | 8.85 | 16.82 | 14.43 | 20.29 | 18.52 | 14.96
Table 7c: WC level - Alternative Programme Alternative Programme 3 (Higher Alternative Need - No HA options available) Totex |  |  |  |  | 5 Year totals 2034/35: 5 Year totals
WRMP24 Reference | Expenditure element | Expenditure type | Unit | Decimal places | 2024/25 | 2025/26 | 2026/27 | 2027/28 | 2028/29 | 2029/30 | 2034/35 | 2039/40 | 2044/45 | 2049/50 | 2054/55 | 2059/60 | 2064/65 | 2069/70 | 2074/75 | 2079/80 | 2084/85 | 2089/90 | 2094/95 | 2099/100
AP6FP | Totex increases (base) | Totex | £M | 3 | 0 | 20.556 | 22.384 | 23.896 | 29.737 | 36.299 | 143.762 | 52.153 | 43.098 | 62.918 | 76.065 | 77.546 | 59.007 | 34.79 | 72.272 | 77.97
AP7FP | Totex savings (base) | Totex | £M | 3 | 0 | 0 | 0 | 0 | 0 | 0 | 0 | 0 | 0 | 0 | 0 | 0 | 0 | 0 | 0 | 0
AP8FP | Totex total (base) | Totex | £M | 3 | 0 | 20.556 | 22.384 | 23.896 | 29.737 | 36.299 | 143.762 | 52.153 | 43.098 | 62.918 | 76.065 | 77.546 | 59.007 | 34.79 | 72.272 | 77.97
Table 7d: WC level - Alternative Programme Alternative Programme 3 (Higher Alternative Need - No HA options available) Enhancement Expenditure |  |  |  |  | 5 Year totals 2034/35: 5 Year totals
WRMP24 Reference | Expenditure element | Expenditure type | Unit | Decimal places | 2024/25 | 2025/26 | 2026/27 | 2027/28 | 2028/29 | 2029/30 | 2034/35 | 2039/40 | 2044/45 | 2049/50 | 2054/55 | 2059/60 | 2064/65 | 2069/70 | 2074/75 | 2079/80 | 2084/85 | 2089/90 | 2094/95 | 2099/100
AP9FP | Total enhancement expenditure | Capex | £M | 3 | 0 | 17.815 | 19.055 | 20.067 | 25.058 | 31.414 | 132.062 | 37.805 | 26.978 | 46.218 | 61.228 | 61.013 | 42.216 | 14.847 | 52.149 | 57.668
AP10FP | Total enhancement expenditure | Opex | £M | 3 | 0 | 2.741 | 3.329 | 3.829 | 4.679 | 4.885 | 11.7 | 14.348 | 16.12 | 16.7 | 14.837 | 16.533 | 16.791 | 19.943 | 20.123 | 20.302
AP11FP | Total enhancement expenditure | Totex | £M | 3 | 0 | 20.556 | 22.384 | 23.896 | 29.737 | 36.299 | 143.762 | 52.153 | 43.098 | 62.918 | 76.065 | 77.546 | 59.007 | 34.79 | 72.272 | 77.97
Water Company | Wessex Water | Programme: | Alternative Programme 4 (Central Alternative Pathway 1) | WRZ(s) impacted | 2024/25: WXWWSX; 2025/26: Planning Scenario; 2026/27: DYAA - 1 in 500
Description of key triggers for alternative programme activation | Decision point will be made in 2028 (WRMP and business plan) to progress design and development of options 39.01, 39.02 alongside other options already taken forwards in the core pathway towards a trigger point in 2030 on whether to follow this pathway. To progress these scheme will depends on the latest understanding of the supply demand balance and specifically understanding of licence change volumes that are driving near term investment, as well as the effectiveness of the demand management measured being implemented under options 57.07 Demand Strategy 7.
Monitoring and triggering of alternative programme | 2027/2028: monitoring of WINEP investigations and licence changes incorporated into draft and revised draft WRMP (business plan) as well as overall demand forecast to determine whether options 39.02 need to be taken forwards in design and development. Annual Monitoring of the effectiveness of the demand management measures being implemented. 2030: Assessment of conclusion of WINEP investigations and magnitude of licence changes required in 2035 to determine if pathway is to be followed. If volume of licence changes required and future demand forecasts follow the central supply-demand balance scenario AND the demand management strategy is less effective, then this pathways is followed to meet 2035 need
Option differences to preferred (most likely) programme | Additional options selected: 34.1, 52.02, 70.02 Preferred options removed: 70.01
NPV cost associated with programme (£m) | 916.9833 | Likelihood | 10% | Earliest expected trigger year | 2024/25: 2030; 2025/26: Version; 2026/27: 1
Table 7a: WC level - Alternative Programme Alternative Programme 4 (Central Alternative Pathway 1) Baseline SDB |  |  |  |  | 5 Year totals 2034/35: 5 Year totals
WRMP24 Reference | BL SDB Component | Unit |  | Decimal places | 2024/25 | 2025/26 | 2026/27 | 2027/28 | 2028/29 | 2029/30 | 2034/35 | 2039/40 | 2044/45 | 2049/50 | 2054/55 | 2059/60 | 2064/65 | 2069/70 | 2074/75 | 2079/80 | 2084/85 | 2089/90 | 2094/95 | 2099/100
AP1BL | Distribution Input | Ml/d |  | 2 | 345.29 | 345.64 | 346.11 | 346.68 | 347.37 | 348.01 | 351.12 | 354.46 | 357.52 | 361.79 | 366.26 | 371.12 | 375.92 | 380.68 | 385.39 | 390.11
AP2BL | Total Water Available For Use | Ml/d |  | 2 | 382.9 | 375.36 | 374.97 | 374.68 | 374.39 | 374.13 | 366.18 | 316.61 | 311.7 | 311.4 | 309.17 | 308.88 | 308.61 | 308.32 | 308.04 | 307.76
AP3BL | Target Headroom | Ml/d |  | 2 | 14.44 | 14.46 | 14.48 | 14.5 | 14.53 | 14.56 | 14.69 | 14.83 | 14.95 | 15.13 | 15.32 | 15.52 | 15.72 | 15.92 | 16.12 | 16.32
AP5BL | Supply Demand Balance | Ml/d |  | 2 | 23.16 | 15.26 | 14.38 | 13.5 | 12.5 | 11.56 | 0.38 | -52.68 | -60.77 | -65.52 | -72.41 | -77.76 | -83.04 | -88.29 | -93.47 | -98.67
Table 7b: WC level - Alternative Programme Alternative Programme 4 (Central Alternative Pathway 1) Final Plan SDB |  |  |  |  | 5 Year totals 2034/35: 5 Year totals
WRMP24 Reference | FP SDB Component | Unit |  | Decimal places | 2024/25 | 2025/26 | 2026/27 | 2027/28 | 2028/29 | 2029/30 | 2034/35 | 2039/40 | 2044/45 | 2049/50 | 2054/55 | 2059/60 | 2064/65 | 2069/70 | 2074/75 | 2079/80 | 2084/85 | 2089/90 | 2094/95 | 2099/100
AP1FP | Distribution Input | Ml/d |  | 2 | 345.29 | 330.64 | 328.34 | 326.11 | 323.98 | 321.78 | 314.78 | 304.81 | 294.66 | 286.68 | 287.6 | 287.96 | 287.3 | 285.93 | 283.98 | 283.7
AP2FP | Total Water Available For Use | Ml/d |  | 2 | 382.9 | 381.57 | 381.18 | 380.89 | 380.6 | 380.34 | 381.39 | 342.48 | 333.54 | 333.24 | 328.83 | 328.54 | 328.27 | 331.98 | 331.7 | 331.42
AP3FP | Target Headroom | Ml/d |  | 2 | 14.44 | 14.46 | 14.48 | 14.5 | 14.53 | 14.56 | 14.69 | 14.83 | 14.95 | 15.13 | 15.32 | 15.52 | 15.72 | 15.92 | 16.12 | 16.32
AP4FP | Supply Demand Balance | Ml/d |  | 2 | 23.17 | 36.47 | 38.36 | 40.28 | 42.09 | 44 | 51.92 | 22.84 | 23.93 | 31.43 | 25.91 | 25.06 | 25.25 | 30.13 | 31.6 | 31.4
Table 7c: WC level - Alternative Programme Alternative Programme 4 (Central Alternative Pathway 1) Totex |  |  |  |  | 5 Year totals 2034/35: 5 Year totals
WRMP24 Reference | Expenditure element | Expenditure type | Unit | Decimal places | 2024/25 | 2025/26 | 2026/27 | 2027/28 | 2028/29 | 2029/30 | 2034/35 | 2039/40 | 2044/45 | 2049/50 | 2054/55 | 2059/60 | 2064/65 | 2069/70 | 2074/75 | 2079/80 | 2084/85 | 2089/90 | 2094/95 | 2099/100
AP6FP | Totex increases (base) | Totex | £M | 3 | 0 | 22.459 | 24.414 | 25.992 | 31.773 | 37.809 | 105.629 | 24.113 | 42.398 | 48.58 | 54.436 | 29.363 | 41.218 | 25.771 | 61.634 | 33.163
AP7FP | Totex savings (base) | Totex | £M | 3 | 0 | 0 | 0 | 0 | 0 | 0 | 0 | 0 | 0 | 0 | 0 | 0 | 0 | 0 | 0 | 0
AP8FP | Totex total (base) | Totex | £M | 3 | 0 | 22.459 | 24.414 | 25.992 | 31.773 | 37.809 | 105.629 | 24.113 | 42.398 | 48.58 | 54.436 | 29.363 | 41.218 | 25.771 | 61.634 | 33.163
Table 7d: WC level - Alternative Programme Alternative Programme 4 (Central Alternative Pathway 1) Enhancement Expenditure |  |  |  |  | 5 Year totals 2034/35: 5 Year totals
WRMP24 Reference | Expenditure element | Expenditure type | Unit | Decimal places | 2024/25 | 2025/26 | 2026/27 | 2027/28 | 2028/29 | 2029/30 | 2034/35 | 2039/40 | 2044/45 | 2049/50 | 2054/55 | 2059/60 | 2064/65 | 2069/70 | 2074/75 | 2079/80 | 2084/85 | 2089/90 | 2094/95 | 2099/100
AP9FP | Total enhancement expenditure | Capex | £M | 3 | 0 | 19.718 | 21.085 | 22.163 | 27.094 | 32.924 | 93.929 | 12.851 | 30.427 | 36.029 | 43.746 | 18.494 | 30.169 | 14.229 | 49.912 | 21.261
AP10FP | Total enhancement expenditure | Opex | £M | 3 | 0 | 2.741 | 3.329 | 3.829 | 4.679 | 4.885 | 11.7 | 11.262 | 11.972 | 12.552 | 10.689 | 10.869 | 11.049 | 11.543 | 11.723 | 11.902
AP11FP | Total enhancement expenditure | Totex | £M | 3 | 0 | 22.459 | 24.414 | 25.992 | 31.773 | 37.809 | 105.629 | 24.113 | 42.399 | 48.581 | 54.435 | 29.363 | 41.218 | 25.772 | 61.635 | 33.163
Water Company | Wessex Water | Programme: | Alternative Programme 5 - (Central Alternative Pathway 2) | WRZ(s) impacted | 2024/25: WXWWSX; 2025/26: Planning Scenario; 2026/27: DYAA - 1 in 500
Description of key triggers for alternative programme activation | Decision point will be made in 2028 (WRMP and business plan) to progress design and development of options 39.01, 39.02 alongside other options already taken forwards in the core pathway towards a trigger point in 2030 on whether to follow this pathway. To progress these scheme will depends on the latest understanding of the supply demand balance and specifically understanding of licence change volumes that are driving near term investment, as well as the effectiveness of the demand management measured being implemented under options 57.07 Demand Strategy 7. In addition, monitoring of Hampshire Avon options to determine their feasibility.
Monitoring and triggering of alternative programme | 2027/2028: monitoring of WINEP investigations and licence changes incorporated into draft and revised draft WRMP (business plan) as well as overall demand forecast to determine whether options 39.01 and 39.02 need to be taken forwards in design and development. Annual Monitoring of the effectiveness of the demand management measures being implemented. 2030: Assessment of conclusion of WINEP investigations and magnitude of licence changes required in 2035 to determine if pathway is to be followed. If volume of licence changes required and future demand forecasts follow the central supply-demand balance scenario AND the demand management strategy is less effective, AND Hampsire Avon options are not viable then this pathways is followed, then this pathways is followed to meet 2035 need
Option differences to preferred (most likely) programme | Additional options selected: 38.01, 52.02, 70.02 Preferred options removed: 70.01
NPV cost associated with programme (£m) | 923.2893 | Likelihood | 5% | Earliest expected trigger year | 2024/25: 2030; 2025/26: Version; 2026/27: 1
Table 7a: WC level - Alternative Programme Alternative Programme 5 - (Central Alternative Pathway 2) Baseline SDB |  |  |  |  | 5 Year totals 2034/35: 5 Year totals
WRMP24 Reference | BL SDB Component | Unit |  | Decimal places | 2024/25 | 2025/26 | 2026/27 | 2027/28 | 2028/29 | 2029/30 | 2034/35 | 2039/40 | 2044/45 | 2049/50 | 2054/55 | 2059/60 | 2064/65 | 2069/70 | 2074/75 | 2079/80 | 2084/85 | 2089/90 | 2094/95 | 2099/100
AP1BL | Distribution Input | Ml/d |  | 2 | 345.29 | 345.64 | 346.11 | 346.68 | 347.37 | 348.01 | 351.12 | 354.46 | 357.52 | 361.79 | 366.26 | 371.12 | 375.92 | 380.68 | 385.39 | 390.11
AP2BL | Total Water Available For Use | Ml/d |  | 2 | 382.9 | 375.36 | 374.97 | 374.68 | 374.39 | 374.13 | 366.18 | 316.61 | 311.7 | 311.4 | 309.17 | 308.88 | 308.61 | 308.32 | 308.04 | 307.76
AP3BL | Target Headroom | Ml/d |  | 2 | 14.44 | 14.46 | 14.48 | 14.5 | 14.53 | 14.56 | 14.69 | 14.83 | 14.95 | 15.13 | 15.32 | 15.52 | 15.72 | 15.92 | 16.12 | 16.32
AP5BL | Supply Demand Balance | Ml/d |  | 2 | 23.16 | 15.26 | 14.38 | 13.5 | 12.5 | 11.56 | 0.38 | -52.68 | -60.77 | -65.52 | -72.41 | -77.76 | -83.04 | -88.29 | -93.47 | -98.67
Table 7b: WC level - Alternative Programme Alternative Programme 5 - (Central Alternative Pathway 2) Final Plan SDB |  |  |  |  | 5 Year totals 2034/35: 5 Year totals
WRMP24 Reference | FP SDB Component | Unit |  | Decimal places | 2024/25 | 2025/26 | 2026/27 | 2027/28 | 2028/29 | 2029/30 | 2034/35 | 2039/40 | 2044/45 | 2049/50 | 2054/55 | 2059/60 | 2064/65 | 2069/70 | 2074/75 | 2079/80 | 2084/85 | 2089/90 | 2094/95 | 2099/100
AP1FP | Distribution Input | Ml/d |  | 2 | 345.29 | 330.64 | 328.34 | 326.11 | 323.98 | 321.78 | 314.78 | 304.81 | 294.66 | 286.68 | 287.6 | 287.96 | 287.3 | 285.93 | 283.98 | 283.7
AP2FP | Total Water Available For Use | Ml/d |  | 2 | 382.9 | 381.57 | 381.18 | 380.89 | 380.6 | 380.34 | 381.39 | 342.48 | 333.54 | 333.24 | 328.83 | 328.54 | 328.27 | 332.43 | 332.15 | 331.87
AP3FP | Target Headroom | Ml/d |  | 2 | 14.44 | 14.46 | 14.48 | 14.5 | 14.53 | 14.56 | 14.69 | 14.83 | 14.95 | 15.13 | 15.32 | 15.52 | 15.72 | 15.92 | 16.12 | 16.32
AP4FP | Supply Demand Balance | Ml/d |  | 2 | 23.17 | 36.47 | 38.36 | 40.28 | 42.09 | 44 | 51.92 | 22.84 | 23.93 | 31.43 | 25.91 | 25.06 | 25.25 | 30.58 | 32.05 | 31.85
Table 7c: WC level - Alternative Programme Alternative Programme 5 - (Central Alternative Pathway 2) Totex |  |  |  |  | 5 Year totals 2034/35: 5 Year totals
WRMP24 Reference | Expenditure element | Expenditure type | Unit | Decimal places | 2024/25 | 2025/26 | 2026/27 | 2027/28 | 2028/29 | 2029/30 | 2034/35 | 2039/40 | 2044/45 | 2049/50 | 2054/55 | 2059/60 | 2064/65 | 2069/70 | 2074/75 | 2079/80 | 2084/85 | 2089/90 | 2094/95 | 2099/100
AP6FP | Totex increases (base) | Totex | £M | 3 | 0 | 22.459 | 24.414 | 25.992 | 31.773 | 37.809 | 105.629 | 24.113 | 42.398 | 48.58 | 54.644 | 31.144 | 43.123 | 25.808 | 62.11 | 33.2
AP7FP | Totex savings (base) | Totex | £M | 3 | 0 | 0 | 0 | 0 | 0 | 0 | 0 | 0 | 0 | 0 | 0 | 0 | 0 | 0 | 0 | 0
AP8FP | Totex total (base) | Totex | £M | 3 | 0 | 22.459 | 24.414 | 25.992 | 31.773 | 37.809 | 105.629 | 24.113 | 42.398 | 48.58 | 54.644 | 31.144 | 43.123 | 25.808 | 62.11 | 33.2
Table 7d: WC level - Alternative Programme Alternative Programme 5 - (Central Alternative Pathway 2) Enhancement Expenditure |  |  |  |  | 5 Year totals 2034/35: 5 Year totals
WRMP24 Reference | Expenditure element | Expenditure type | Unit | Decimal places | 2024/25 | 2025/26 | 2026/27 | 2027/28 | 2028/29 | 2029/30 | 2034/35 | 2039/40 | 2044/45 | 2049/50 | 2054/55 | 2059/60 | 2064/65 | 2069/70 | 2074/75 | 2079/80 | 2084/85 | 2089/90 | 2094/95 | 2099/100
AP9FP | Total enhancement expenditure | Capex | £M | 3 | 0 | 19.718 | 21.085 | 22.163 | 27.094 | 32.924 | 93.929 | 12.851 | 30.427 | 36.029 | 43.955 | 20.275 | 32.074 | 14.229 | 50.351 | 21.261
AP10FP | Total enhancement expenditure | Opex | £M | 3 | 0 | 2.741 | 3.329 | 3.829 | 4.679 | 4.885 | 11.7 | 11.262 | 11.972 | 12.552 | 10.689 | 10.869 | 11.049 | 11.58 | 11.759 | 11.939
AP11FP | Total enhancement expenditure | Totex | £M | 3 | 0 | 22.459 | 24.414 | 25.992 | 31.773 | 37.809 | 105.629 | 24.113 | 42.399 | 48.581 | 54.644 | 31.144 | 43.123 | 25.809 | 62.11 | 33.2
Water Company | Wessex Water | Programme: | Alternative Programme 6 (Central Alternative Pathway 3) | WRZ(s) impacted | 2024/25: WXWWSX; 2025/26: Planning Scenario; 2026/27: DYAA - 1 in 500
Description of key triggers for alternative programme activation | Decision point will be made in 2028 (WRMP and business plan) to progress design and development of options 39.02 alongside other options already taken forwards in the core pathway towards a trigger point in 2030 on whether to follow this pathway. To progress these scheme will depends on the latest understanding of the supply demand balance and specifically understanding of licence change volumes that are driving near term investment.
Monitoring and triggering of alternative programme | 2027/2028: monitoring of WINEP investigations and licence changes incorporated into draft and revised draft WRMP (business plan) as well as overall demand forecast to determine whether options 39.01 and 39.02 need to be taken forwards in design and development. Monitoring of latest understanding of additional Hampshire Avon need from MoD and Veolia Water as part of Upper Hampshire Avon Steering Group. 2030: Assessment of conclusion of WINEP investigations and magnitude of licence changes required in 2035 to determine if pathway is to be followed. If volume of licence changes required and future demand forecasts follow the central supply-demand balance scenario AND there is additional need from MoD and Veolia Water then this pathways is followed.
Option differences to preferred (most likely) programme | Additional options selected: 70.07 Preferred options removed: N/A
NPV cost associated with programme (£m) | 920.6866 | Likelihood | 12% | Earliest expected trigger year | 2024/25: 2030; 2025/26: Version; 2026/27: 1
Table 7a: WC level - Alternative Programme Alternative Programme 6 (Central Alternative Pathway 3) Baseline SDB |  |  |  |  | 5 Year totals 2034/35: 5 Year totals
WRMP24 Reference | BL SDB Component | Unit |  | Decimal places | 2024/25 | 2025/26 | 2026/27 | 2027/28 | 2028/29 | 2029/30 | 2034/35 | 2039/40 | 2044/45 | 2049/50 | 2054/55 | 2059/60 | 2064/65 | 2069/70 | 2074/75 | 2079/80 | 2084/85 | 2089/90 | 2094/95 | 2099/100
AP1BL | Distribution Input | Ml/d |  | 2 | 345.23 | 345.66 | 346.17 | 346.77 | 347.49 | 348.16 | 351.52 | 354.5 | 357.26 | 361.27 | 365.53 | 370.21 | 374.88 | 379.54 | 384.18 | 388.82
AP2BL | Total Water Available For Use | Ml/d |  | 2 | 382.97 | 375.57 | 375.25 | 375.02 | 374.79 | 374.58 | 366.95 | 307.7 | 302.88 | 302.6 | 300.37 | 300.09 | 299.81 | 299.52 | 299.24 | 298.96
AP3BL | Target Headroom | Ml/d |  | 2 | 14.44 | 14.46 | 14.48 | 14.5 | 14.54 | 14.56 | 14.7 | 14.83 | 14.94 | 15.11 | 15.29 | 15.49 | 15.68 | 15.88 | 16.07 | 16.26
AP5BL | Supply Demand Balance | Ml/d |  | 2 | 23.31 | 15.45 | 14.6 | 13.74 | 12.77 | 11.86 | 0.72 | -61.63 | -69.33 | -73.78 | -80.44 | -85.61 | -90.76 | -95.9 | -101 | -106.12
Table 7b: WC level - Alternative Programme Alternative Programme 6 (Central Alternative Pathway 3) Final Plan SDB |  |  |  |  | 5 Year totals 2034/35: 5 Year totals
WRMP24 Reference | FP SDB Component | Unit |  | Decimal places | 2024/25 | 2025/26 | 2026/27 | 2027/28 | 2028/29 | 2029/30 | 2034/35 | 2039/40 | 2044/45 | 2049/50 | 2054/55 | 2059/60 | 2064/65 | 2069/70 | 2074/75 | 2079/80 | 2084/85 | 2089/90 | 2094/95 | 2099/100
AP1FP | Distribution Input | Ml/d |  | 2 | 345.23 | 330.18 | 326.32 | 322.53 | 318.87 | 315.16 | 290.04 | 275.27 | 266.93 | 260 | 265.42 | 269.27 | 270.99 | 271.22 | 270.36 | 271.29
AP2FP | Total Water Available For Use | Ml/d |  | 2 | 382.97 | 381.78 | 381.46 | 381.23 | 381 | 380.79 | 382.16 | 339.71 | 330.86 | 330.58 | 326.17 | 325.89 | 328.52 | 328.23 | 327.95 | 327.67
AP3FP | Target Headroom | Ml/d |  | 2 | 14.44 | 14.46 | 14.48 | 14.5 | 14.54 | 14.56 | 14.7 | 14.83 | 14.94 | 15.11 | 15.29 | 15.49 | 15.68 | 15.88 | 16.07 | 16.26
AP4FP | Supply Demand Balance | Ml/d |  | 2 | 23.3 | 37.14 | 40.66 | 44.2 | 47.59 | 51.07 | 77.42 | 49.61 | 48.99 | 55.47 | 45.46 | 41.13 | 41.85 | 41.13 | 41.52 | 40.12
Table 7c: WC level - Alternative Programme Alternative Programme 6 (Central Alternative Pathway 3) Totex |  |  |  |  | 5 Year totals 2034/35: 5 Year totals
WRMP24 Reference | Expenditure element | Expenditure type | Unit | Decimal places | 2024/25 | 2025/26 | 2026/27 | 2027/28 | 2028/29 | 2029/30 | 2034/35 | 2039/40 | 2044/45 | 2049/50 | 2054/55 | 2059/60 | 2064/65 | 2069/70 | 2074/75 | 2079/80 | 2084/85 | 2089/90 | 2094/95 | 2099/100
AP6FP | Totex increases (base) | Totex | £M | 3 | 0 | 22.459 | 24.414 | 25.992 | 31.73 | 37.766 | 109.892 | 25.683 | 44.621 | 50.151 | 63.65 | 31.975 | 35.956 | 27.203 | 69.969 | 34.595
AP7FP | Totex savings (base) | Totex | £M | 3 | 0 | 0 | 0 | 0 | 0 | 0 | 0 | 0 | 0 | 0 | 0 | 0 | 0 | 0 | 0 | 0
AP8FP | Totex total (base) | Totex | £M | 3 | 0 | 22.459 | 24.414 | 25.992 | 31.73 | 37.766 | 109.892 | 25.683 | 44.621 | 50.151 | 63.65 | 31.975 | 35.956 | 27.203 | 69.969 | 34.595
Table 7d: WC level - Alternative Programme Alternative Programme 6 (Central Alternative Pathway 3) Enhancement Expenditure |  |  |  |  | 5 Year totals 2034/35: 5 Year totals
WRMP24 Reference | Expenditure element | Expenditure type | Unit | Decimal places | 2024/25 | 2025/26 | 2026/27 | 2027/28 | 2028/29 | 2029/30 | 2034/35 | 2039/40 | 2044/45 | 2049/50 | 2054/55 | 2059/60 | 2064/65 | 2069/70 | 2074/75 | 2079/80 | 2084/85 | 2089/90 | 2094/95 | 2099/100
AP9FP | Total enhancement expenditure | Capex | £M | 3 | 0 | 19.718 | 21.085 | 22.163 | 27.05 | 32.881 | 98.802 | 12.851 | 31.08 | 36.029 | 51.39 | 19.536 | 23.162 | 14.229 | 56.815 | 21.261
AP10FP | Total enhancement expenditure | Opex | £M | 3 | 0 | 2.741 | 3.329 | 3.829 | 4.679 | 4.885 | 11.09 | 12.832 | 13.542 | 14.122 | 12.259 | 12.439 | 12.795 | 12.974 | 13.154 | 13.334
AP11FP | Total enhancement expenditure | Totex | £M | 3 | 0 | 22.459 | 24.414 | 25.992 | 31.729 | 37.766 | 109.892 | 25.683 | 44.622 | 50.151 | 63.649 | 31.975 | 35.957 | 27.203 | 69.969 | 34.595
Water Company | Wessex Water | Programme: | Alternative Programme 7 (Central Alternative Pathway 4) | WRZ(s) impacted | 2024/25: WXWWSX; 2025/26: Planning Scenario; 2026/27: DYAA - 1 in 500
Description of key triggers for alternative programme activation | Decision point will be made in 2028 (WRMP and business plan) to progress design and development of options 39.02 alongside other options already taken forwards in the core pathway towards a trigger point in 2030 on whether to follow this pathway. To progress these scheme will depends on the latest understanding of the supply demand balance and specifically understanding of licence change volumes that are driving near term investment.
Monitoring and triggering of alternative programme | 2027/2028: monitoring of WINEP investigations and licence changes incorporated into draft and revised draft WRMP (business plan) as well as overall demand forecast to determine whether options 39.02 need to be taken forwards in design and development. Monitoring of latest understanding of additional Hampshire Avon need from MoD and Veolia Water as part of Upper Hampshire Avon Steering Group, as well as availability of Hampshire Avon options. 2030: Assessment of conclusion of WINEP investigations and magnitude of licence changes required in 2035 to determine if pathway is to be followed. If volume of licence changes required and future demand forecasts follow the central supply-demand balance scenario AND there is additional need from MoD and Veolia Water AND there is no Hampshire Avon options available then this pathways is followed.
Option differences to preferred (most likely) programme | Additional options selected: 23.01, 38.01, 70.05 Preferred options removed: 70.06
NPV cost associated with programme (£m) | 932.2355 | Likelihood | 12% | Earliest expected trigger year | 2024/25: 2030; 2025/26: Version; 2026/27: 1
Table 7a: WC level - Alternative Programme Alternative Programme 7 (Central Alternative Pathway 4) Baseline SDB |  |  |  |  | 5 Year totals 2034/35: 5 Year totals
WRMP24 Reference | BL SDB Component | Unit |  | Decimal places | 2024/25 | 2025/26 | 2026/27 | 2027/28 | 2028/29 | 2029/30 | 2034/35 | 2039/40 | 2044/45 | 2049/50 | 2054/55 | 2059/60 | 2064/65 | 2069/70 | 2074/75 | 2079/80 | 2084/85 | 2089/90 | 2094/95 | 2099/100
AP1BL | Distribution Input | Ml/d |  | 2 | 345.23 | 345.66 | 346.17 | 346.77 | 347.49 | 348.16 | 351.52 | 354.5 | 357.26 | 361.27 | 365.53 | 370.21 | 374.88 | 379.54 | 384.18 | 388.82
AP2BL | Total Water Available For Use | Ml/d |  | 2 | 382.97 | 375.57 | 375.25 | 375.02 | 374.79 | 374.58 | 366.95 | 307.7 | 302.88 | 302.6 | 300.37 | 300.09 | 299.81 | 299.52 | 299.24 | 298.96
AP3BL | Target Headroom | Ml/d |  | 2 | 14.44 | 14.46 | 14.48 | 14.5 | 14.54 | 14.56 | 14.7 | 14.83 | 14.94 | 15.11 | 15.29 | 15.49 | 15.68 | 15.88 | 16.07 | 16.26
AP5BL | Supply Demand Balance | Ml/d |  | 2 | 23.31 | 15.45 | 14.6 | 13.74 | 12.77 | 11.86 | 0.72 | -61.63 | -69.33 | -73.78 | -80.44 | -85.61 | -90.76 | -95.9 | -101 | -106.12
Table 7b: WC level - Alternative Programme Alternative Programme 7 (Central Alternative Pathway 4) Final Plan SDB |  |  |  |  | 5 Year totals 2034/35: 5 Year totals
WRMP24 Reference | FP SDB Component | Unit |  | Decimal places | 2024/25 | 2025/26 | 2026/27 | 2027/28 | 2028/29 | 2029/30 | 2034/35 | 2039/40 | 2044/45 | 2049/50 | 2054/55 | 2059/60 | 2064/65 | 2069/70 | 2074/75 | 2079/80 | 2084/85 | 2089/90 | 2094/95 | 2099/100
AP1FP | Distribution Input | Ml/d |  | 2 | 345.23 | 330.18 | 326.32 | 322.53 | 318.87 | 315.16 | 290.04 | 275.27 | 266.93 | 260 | 265.42 | 269.27 | 270.99 | 271.22 | 270.36 | 271.29
AP2FP | Total Water Available For Use | Ml/d |  | 2 | 382.97 | 381.78 | 381.46 | 381.23 | 381 | 380.79 | 382.16 | 335.41 | 326.56 | 326.28 | 321.87 | 321.59 | 328.67 | 328.38 | 328.1 | 327.82
AP3FP | Target Headroom | Ml/d |  | 2 | 14.44 | 14.46 | 14.48 | 14.5 | 14.54 | 14.56 | 14.7 | 14.83 | 14.94 | 15.11 | 15.29 | 15.49 | 15.68 | 15.88 | 16.07 | 16.26
AP4FP | Supply Demand Balance | Ml/d |  | 2 | 23.3 | 37.14 | 40.66 | 44.2 | 47.59 | 51.07 | 77.42 | 45.31 | 44.69 | 51.17 | 41.16 | 36.83 | 42 | 41.28 | 41.67 | 40.27
Table 7c: WC level - Alternative Programme Alternative Programme 7 (Central Alternative Pathway 4) Totex |  |  |  |  | 5 Year totals 2034/35: 5 Year totals
WRMP24 Reference | Expenditure element | Expenditure type | Unit | Decimal places | 2024/25 | 2025/26 | 2026/27 | 2027/28 | 2028/29 | 2029/30 | 2034/35 | 2039/40 | 2044/45 | 2049/50 | 2054/55 | 2059/60 | 2064/65 | 2069/70 | 2074/75 | 2079/80 | 2084/85 | 2089/90 | 2094/95 | 2099/100
AP6FP | Totex increases (base) | Totex | £M | 3 | 0 | 22.459 | 24.414 | 25.992 | 31.73 | 37.766 | 111.165 | 28.642 | 45.776 | 53.11 | 42.742 | 46.406 | 37.462 | 30.573 | 49.161 | 40.733
AP7FP | Totex savings (base) | Totex | £M | 3 | 0 | 0 | 0 | 0 | 0 | 0 | 0 | 0 | 0 | 0 | 0 | 0 | 0 | 0 | 0 | 0
AP8FP | Totex total (base) | Totex | £M | 3 | 0 | 22.459 | 24.414 | 25.992 | 31.73 | 37.766 | 111.165 | 28.642 | 45.776 | 53.11 | 42.742 | 46.406 | 37.462 | 30.573 | 49.161 | 40.733
Table 7d: WC level - Alternative Programme Alternative Programme 7 (Central Alternative Pathway 4) Enhancement Expenditure |  |  |  |  | 5 Year totals 2034/35: 5 Year totals
WRMP24 Reference | Expenditure element | Expenditure type | Unit | Decimal places | 2024/25 | 2025/26 | 2026/27 | 2027/28 | 2028/29 | 2029/30 | 2034/35 | 2039/40 | 2044/45 | 2049/50 | 2054/55 | 2059/60 | 2064/65 | 2069/70 | 2074/75 | 2079/80 | 2084/85 | 2089/90 | 2094/95 | 2099/100
AP9FP | Total enhancement expenditure | Capex | £M | 3 | 0 | 19.718 | 21.085 | 22.163 | 27.05 | 32.881 | 100.075 | 12.851 | 29.275 | 36.029 | 27.523 | 31.008 | 21.357 | 14.288 | 32.696 | 24.089
AP10FP | Total enhancement expenditure | Opex | £M | 3 | 0 | 2.741 | 3.329 | 3.829 | 4.679 | 4.885 | 11.09 | 15.791 | 16.501 | 17.081 | 15.218 | 15.398 | 16.105 | 16.285 | 16.464 | 16.644
AP11FP | Total enhancement expenditure | Totex | £M | 3 | 0 | 22.459 | 24.414 | 25.992 | 31.729 | 37.766 | 111.165 | 28.642 | 45.776 | 53.11 | 42.741 | 46.406 | 37.462 | 30.573 | 49.16 | 40.733
Note on C6: [Threaded comment] Your version of Excel allows you to read this threaded comment; however, any edits to it will get removed if the file is opened in a newer version of Excel. Learn more: https://go.microsoft.com/fwlink/?linkid=870924 Comment: In £m as per guidance
Note on E24: [Threaded comment] Your version of Excel allows you to read this threaded comment; however, any edits to it will get removed if the file is opened in a newer version of Excel. Learn more: https://go.microsoft.com/fwlink/?linkid=870924 Comment: in £m as per guidance

## 8. Business Plan Links (DYAA)
Water Company | Wessex Water | Version | 1 | Back to title page
Planning Scenario | Preferred (most likely) programme | NPV cost associated with plan (£m)
For commercial reasons Table 8 is redacted and not available in the version of this document published on our website.

## 8. Business Plan Links (DYCP)
Water Company | Wessex Water | Version | 1 | Back to title page
Planning Scenario | Preferred (most likely) programme | NPV cost associated with plan (£000)
For commercial reasons Table 8 is redacted and not available in the version of this document published on our website.

## Option Typs_Grps
Option Type | Option Group | COMPANY | WRZ_NAME | RZ_ID | WC id | WRZ id | Combined id
Aquifer recharge/Aquifer storage recovery | Resource Options | Affinity Water | 1 Misbourne | 63 | AFW | MS1 | AFWMS1
Catchment management | Resource Options | Affinity Water | 2 Colne | 62 | AFW | CN2 | AFWCN2
Conjunctive use | Resource Options | Affinity Water | 3 Lee | 61 | AFW | LE3 | AFWLE3
Desalination | Resource Options | Affinity Water | 4 Pinn | 64 | AFW | PN4 | AFWPN4
Drought permits/orders | Resource Options | Affinity Water | 5 Stort | 60 | AFW | ST5 | AFWST5
External raw water bulk supply/transfer | Resource Options | Affinity Water | 6 Wey | 65 | AFW | WY6 | AFWWY6
Groundwater enhancement | Resource Options | Affinity Water | 7 Dour | 66 | AFW | DR7 | AFWDR7
Internal raw water transfer | Resource Options | Affinity Water | 8 Brett | 59 | AFW | BR8 | AFWBR8
International import | Resource Options | Anglian Water | Essex Central |  | AWS | EXC | AWSEXC
Licence trading | Resource Options | Anglian Water | Essex South |  | AWS | EXS | AWSEXS
New groundwater | Resource Options | Anglian Water | Fenland |  | AWS | FND | AWSFND
New reservoir | Resource Options | Anglian Water | Hartlepool |  | AWS | HPL | AWSHPL
New surface water | Resource Options | Anglian Water | Lincolnshire Bourne |  | AWS | LNB | AWSLNB
New technology | Resource Options | Anglian Water | Lincolnshire Central |  | AWS | LNC | AWSLNC
New water treatment works | Resource Options | Anglian Water | Lincolnshire East |  | AWS | LNE | AWSLNE
Reduction of raw water losses | Resource Options | Anglian Water | Lincolnshire Retford and Gainsborough |  | AWS | LNN | AWSLNN
Reservoir enlargement | Resource Options | Anglian Water | Norfolk Aylsham |  | AWS | NAY | AWSNAY
Surface water enhancement | Resource Options | Anglian Water | Norfolk Bradenham |  | AWS | NBR | AWSNBR
Water reuse | Resource Options | Anglian Water | Norfolk East Dereham |  | AWS | NED | AWSNED
New/Enhanced pumping station | Production Options | Anglian Water | Norfolk East Harling |  | AWS | NEH | AWSNEH
Outage reduction | Production Options | Anglian Water | Norfolk Happisburgh |  | AWS | NHA | AWSNHA
Water treatment works capacity increase | Production Options | Anglian Water | Norfolk Harleston |  | AWS | NHL | AWSNHL
Water treatment works loss recovery | Production Options | Anglian Water | Norfolk North Coast |  | AWS | NNC | AWSNNC
Active leakage management | Distribution Options | Anglian Water | Norfolk Norwich & the Broads |  | AWS | NTB | AWSNTB
External potable bulk supply/transfer | Distribution Options | Anglian Water | Norfolk Wymondham |  | AWS | NWY | AWSNWY
Internal potable transfer | Distribution Options | Anglian Water | Ruthamford Central |  | AWS | RTC | AWSRTC
Mains replacement (not trunk mains) | Distribution Options | Anglian Water | Ruthamford North |  | AWS | RTN | AWSRTN
Other leakage control | Distribution Options | Anglian Water | Ruthamford South |  | AWS | RTS | AWSRTS
Pressure management | Distribution Options | Anglian Water | Ruthamford West |  | AWS | RTW | AWSRTW
Trunk mains renewal/new | Distribution Options | Anglian Water | South Humber Bank |  | AWS | SHB | AWSSHB
Change in levels of service | Customer Options | Anglian Water | Suffolk East |  | AWS | SUE | AWSSUE
Household water audit | Customer Options | Anglian Water | Suffolk Ixworth |  | AWS | SUI | AWSSUI
Household water recycling | Customer Options | Anglian Water | Suffolk Sudbury |  | AWS | SUS | AWSSUS
Metering change of occupancy | Customer Options | Anglian Water | Suffolk Thetford |  | AWS | SUT | AWSSUT
Metering compulsory | Customer Options | Anglian Water | Suffolk West & Cambs |  | AWS | SWC | AWSSWC
Metering optants | Customer Options | Bristol Water | Bristol | 97 | BWX | BRS | BWXBRS
Metering other selective | Customer Options | Cambridge Water | Cambridge | 54 | CAM | CAM | CAMCAM
Non-household water audit | Customer Options | Dwr Cymru Welsh Water | Alwen /Dee | 203 | DCW | ALW | DCWALW
Other water efficiency | Customer Options | Dwr Cymru Welsh Water | Bala | 209 | DCW | BAL | DCWBAL
Rainwater harvesting | Customer Options | Dwr Cymru Welsh Water | Blaenau Ffestiniog | 208 | DCW | BFF | DCWBFF
Retrofitting indoor water efficiency devices | Customer Options | Dwr Cymru Welsh Water | Brecon | 221 | DCW | BCN | DCWBCN
Supply pipe repairs / replacement | Customer Options | Dwr Cymru Welsh Water | Clwyd Coastal | 204 | DCW | CCT | DCWCCT
Tariff | Customer Options | Dwr Cymru Welsh Water | Dyffryn Conwy | 205 | DCW | CWY | DCWCWY
Water efficiency customer education / awareness | Customer Options | Dwr Cymru Welsh Water | Elan/Builth Wells | 215 | DCW | EBW | DCWEBW
Drought - water use restrictions | Customer Options | Dwr Cymru Welsh Water | Harlech/Barmouth | 210 | DCW | HBA | DCWHBA
|  | Dwr Cymru Welsh Water | Hereford C.U. System | 217 | DCW | HRF | DCWHRF
|  | Dwr Cymru Welsh Water | Lleyn | 207 | DCW | LLN | DCWLLN
|  | Dwr Cymru Welsh Water | Llyswen | 220 | DCW | LYW | DCWLYW
|  | Dwr Cymru Welsh Water | Mid & South Ceredigion | 214 | DCW | MSC | DCWMSC
|  | Dwr Cymru Welsh Water | Monmouth | 226 | DCW | MNM | DCWMNM
|  | Dwr Cymru Welsh Water | North Ceredigion | 213 | DCW | NTC | DCWNTC
|  | Dwr Cymru Welsh Water | North Eryri / Ynys Mon | 206 | DCW | NTE | DCWNTE
|  | Dwr Cymru Welsh Water | Pembrokeshire | 223 | DCW | PBK | DCWPBK
|  | Dwr Cymru Welsh Water | Pilleth | 216 | DCW | PLH | DCWPLH
|  | Dwr Cymru Welsh Water | Ross-on-Wye | 225 | DCW | ROW | DCWROW
|  | Dwr Cymru Welsh Water | SE Wales C.U. System | 224 | DCW | SEW | DCWSEW
|  | Dwr Cymru Welsh Water | South Meirionydd | 211 | DCW | SMR | DCWSMR
|  | Dwr Cymru Welsh Water | Tywi C.U. System | 222 | DCW | TYW | DCWTYW
|  | Dwr Cymru Welsh Water | Tywyn / Aberdyfi | 212 | DCW | TYN | DCWTYN
|  | Dwr Cymru Welsh Water | Vowchurch | 219 | DCW | VWH | DCWVWH
|  | Dwr Cymru Welsh Water | Whitbourne | 218 | DCW | WTB | DCWWTB
|  | Essex and Suffolk Water | Blyth | 56 | ESW | BLY | ESWBLY
|  | Essex and Suffolk Water | Essex | 58 | ESW | ESX | ESWESX
|  | Essex and Suffolk Water | Hartismere | 57 | ESW | HRT | ESWHRT
|  | Essex and Suffolk Water | Northern Central | 55 | ESW | NCT | ESWNCT
|  | Hafren dyfrdwy | Llandinam and Llanwrin | 50 | HDD | LAL | HDDLAL
|  | Hafren dyfrdwy | Llanfyllin |  | HDD | LLF | HDDLLF
|  | Hafren dyfrdwy | Saltney |  | HDD | SAL | HDDSAL
|  | Hafren dyfrdwy | Wrexham | 202 | HDD | WRX | HDDWRX
|  | Northumbrian Water | Berwick-Fowberry | 1 | NWL | BWF | NWLBWF
|  | Northumbrian Water | Kielder | 2 | NWL | KLD | NWLKLD
|  | Portsmouth Water | Portsmouth | 96 | PWS | PRT | PWSPRT
|  | SES Water | SES Water | 95 | SES | SES | SESSES
|  | Severn Trent Water | Bishops Castle | 51 | SVT | BCS | SVTBCS
|  | Severn Trent Water | Chester | 92 | SVT | CHS | SVTCHS
|  | Severn Trent Water | Forest and Stroud | 52 | SVT | FAS | SVTFAS
|  | Severn Trent Water | Kinsall | 47 | SVT | KSL | SVTKSL
|  | Severn Trent Water | Mardy | 48 | SVT | MDY | SVTMDY
|  | Severn Trent Water | Newark | 39 | SVT | NWK | SVTNWK
|  | Severn Trent Water | North Staffs | 42 | SVT | NST | SVTNST
|  | Severn Trent Water | Rutland | 40 | SVT | RTL | SVTRTL
|  | Severn Trent Water | Ruyton | 49 | SVT | RYN | SVTRYN
|  | Severn Trent Water | Shelton | 44 | SVT | SHN | SVTSHN
|  | Severn Trent Water | Stafford | 43 | SVT | STF | SVTSTF
|  | Severn Trent Water | SvT - Nottinghamshire | 38 | SVT | NTT | SVTNTT
|  | Severn Trent Water | SvT- Strategic Grid | 41 | SVT | SGD | SVTSGD
|  | Severn Trent Water | Whitchurch and Wem | 46 | SVT | WAW | SVTWAW
|  | Severn Trent Water | Wolverhampton | 45 | SVT | WVH | SVTWVH
|  | South East Water | Tunbridge Wells (1) | 91 | SEW | TW1 | SEWTW1
|  | South East Water | Haywards Heath (2) | 92 | SEW | HH2 | SEWHH2
|  | South East Water | Eastbourne (3) | 90 | SEW | EB3 | SEWEB3
|  | South East Water | Bracknell (4) | 93 | SEW | BK4 | SEWBK4
|  | South East Water | Farnham (5) | 94 | SEW | FN5 | SEWFN5
|  | South East Water | Maidstone (6) | 88 | SEW | MT6 | SEWMT6
|  | South East Water | Cranbrook (7) | 89 | SEW | CB7 | SEWCB7
|  | South East Water | Ashford (8) | 87 | SEW | AF8 | SEWAF8
|  | South Staffordshire Water | South Staffordshire | 53 | SSW | SSW | SSWSSW
|  | South West Water | Bournemouth | 99 | SWW | BNM | SWWBNM
|  | South West Water | Colliford | 102 | SWW | CLF | SWWCLF
|  | South West Water | Roadford | 101 | SWW | RDF | SWWRDF
|  | South West Water | Wimbleball | 100 | SWW | WMB | SWWWMB
|  | Southern Water | Hamps Andover | 81 | SWS | HAD | SWSHAD
|  | Southern Water | Hamps Kingsclere | 80 | SWS | HKC | SWSHKC
|  | Southern Water | Hamps Rural | 82 | SWS | HRU | SWSHRU
|  | Southern Water | Hamps Winchester | 83 | SWS | HWN | SWSHWN
|  | Southern Water | Isle of Wight | 86 | SWS | IOW | SWSIOW
|  | Southern Water | Kent Medway East | 74 | SWS | KME | SWSKME
|  | Southern Water | Kent Medway West | 73 | SWS | KMW | SWSKMW
|  | Southern Water | Kent Thannet | 75 | SWS | KTH | SWSKTH
|  | Southern Water | Southampton East | 84 | SWS | HSE | SWSHSE
|  | Southern Water | Southampton West | 85 | SWS | HSW | SWSHSW
|  | Southern Water | Sussex Brighton | 77 | SWS | SBR | SWSSBR
|  | Southern Water | Sussex Hastings | 76 | SWS | SHT | SWSSHT
|  | Southern Water | Sussex North | 79 | SWS | SNT | SWSSNT
|  | Southern Water | Sussex Worthing | 78 | SWS | SWR | SWSSWR
|  | Thames Water | Guildford | 72 | TWS | GLF | TWSGLF
|  | Thames Water | Henley | 70 | TWS | HNY | TWSHNY
|  | Thames Water | Kennet Valley | 69 | TWS | KNV | TWSKNV
|  | Thames Water | London | 71 | TWS | LND | TWSLND
|  | Thames Water | Slough Wycombe Aylesbury | 68 | TWS | SWA | TWSSWA
|  | Thames Water | SWOX | 67 | TWS | SWX | TWSSWX
|  | United Utilities | Carlisle | 5 | UUX | CRL | UUXCRL
|  | United Utilities | North Eden | 6 | UUX | NED | UUXNED
|  | United Utilities | UU-Strategic | 7 | UUX | STG | UUXSTG
|  | Veolia Water Projects | Veolia Water P | 103 | VWP | TDW | VWPTDW
|  | Wessex Water | Wessex | 98 | WXW | WSX | WXWWSX
|  | Yorkshire Water | East SWZ | 8 | YWS | EST | YWSEST
|  | Yorkshire Water | Grid SWZ | 9 | YWS | GRD | YWSGRD
|  | NAV | NAV |  | NAV | NAV | NAVNAV
|  | N/A | N/A | N/A | N/A | N/A | N/A
|  | N/A | N/A | N/A | N/A | N/A | N/A